## Memo
EonStor GS_GSa_GSc_GSe Compartibility Matrix Table
DISCLAIMER 1. This test report is for internal use and reference purpose only, and its accuracy, completeness and reliability are not guaranteed. 2. Infortrend assumes no responsibility for the use of the information provided. 3. The information in this report is subject to change at any time without notice. 4. The compatibility test may only take a few hours up to a few days. It is not possible to tell the quality or reliability of a 3rd party device from the compatibility test. Infortrend does not hold the responsibility for the quality, reliability or other issue of the device listed above. A device that has been listed with "OK" status, only means it can work with our product with the tested configuration, at the time when we tested it.
Index
⇨ 3.5" SAS HDD | ⇨ 3.5"SATA HDD | ⇨2.5" SAS HDD | ⇨ SAS SSD | ⇨ SATA SSD | ⇨ Switch | ⇨ Transceivers | ⇨ Cables
⇨ HBA card | ⇨ OS | ⇨ Thunderbolt | ⇨ UPS | ⇨ NVMe SSD
Revision History
2019
V2.77 -2019/12/26 | Add New: Western Digital Ultrastar® DC HC330 SATA 10TB HDDon GS 1000 Gen2
Updated: Seagate Exos 7E8 2TB/4TB/6TB/8TB SATA HDD on GS 3012/3016/4012/4016 Gen2
Updated: Western Digital Ultrastar® DC HC330 SAS 10TB HDD on GS 3000 Gen1
EOS: Samsung 2.5" SAS SSD PM1643 series DWPD1 960GB/1.92TB/3.84TB/7.68TB/15.36TB EOS
2020
V2.78 -2020.01.10 | Add New: Windows Server 2019 support GS family except GS 5000 series.
Add New: Western Digital Ultrastar®DC HC530 SATA 14TB HDD on GS 1000 Gen2
Add New: Seagate Exos X16 (SED) series 10TB/12TB/14TB/16TB on GS 3000/4000 Gen2
Updated: Western Digital Ultrastar® DC HC330 SATA 10TB HDD on GS 2000
Updated: Western Digital Ultrastar® DC HC330 SAS 10TB HDD on GS 3000/4000 Gen2
V2.79 -2020.02.12 | Add New: Mellanox 25G SFP28 tranceiver on GS 2000, GS 3000/4000 Gen1/Gen2 series
Add New: Hisense 25G SFP28 tranceiver on GS 2000, GS 3000/4000 Gen1/Gen2 series
Updated: Seagate Exos X16 (SED) series 10TB/12TB/14TB/16TB on GS 1000 Gen2
Add New: Western Digital Ultrastar® DC HC520 SATA 12TB HDD on GS 2000
V2.80 -2020.03.05 | Add New:Mac OS 10.15 & XSAN 5.0.1 on GS family
Add New:Toshiba MG08 SAS HDD 16TB on GS 1000 Gen2 /GS 2000/ GS 3000 Gen1
Add New: Micron 5300 SATA SSD 3.84TB on GS1000Gen2
V2.81 -2020.03.27 | Add New: Micron 5300 SATA SSD 240GB/480GB/960GB/1.92TB on GS 2000/ GS 3000 Gen1/Gen2, GS 4000 Gen2
Add New: Western Digital Ultrastar® He12 3.5" SAS HDD(SED-FIPs) 12TB on GS 3000Gen1, GS 3000/4000 Gen2
Add New: 10Gtek 10Gbase-T SFP+ to RJ45 copper tranceiver on GS family
Updated : Western Digital Ultrastar® DC HC520 SATA 12TB HDD on GS 3000/4000 Gen2
V2.82 -2020.04.30 | Updated:Toshiba MG08 SAS HDD 16TB on GS 3000/4000 Gen2
Updated: Western Digital Ultrastar®DC HC530 SATA 14TB HDD on GS 2000, GS 3000 Gen1, GS 3000/4000 Gen2
Updated: Micron 5300 SATA SSD 3.84TB on GS 2000, GS 3000Gen1/Gen2, GS 4000 Gen2
Updated: Micron 5300 SATA SSD 240GB/480GB/960GB/1.92TB on GS 1000 Gen2
V2.83 -2020.05.29 | Add New: Seagate Nytro 3131, 3331,3531, 3731 SAS SSD (SED) series on GS 2024B
V2.84-2020.06.15 | Add New: Citrix Xenser 8.0 on GS1000Gen2, GS2000/3000/4000 Gen1 models
Add New: VMWare ESXi 6.5 on GS 3000/4000 Gen2
Add New: VMWare ESXi 6.7 on GS 3000/4000 Gen2
Add New: APC UPS SMT1500 on GS family
Updated: Seagate Nytro 3131, 3331,3531, 3731 SAS SSD (SED) series on GS 3025B Gen1/Gen2, GS 4025B Gen2
V2.85-2020.07.02 | Add New: Seagate Exos 7E8 3.5" SAS HDD (SED) series on GS 2012/2016, GS 3012/3016/4012/4016 Gen2
V2.86-2020.07.31 | Add New: REHL 8.1 with KVM on GS Series except GS 5000
Add New: Thunderlink TLNS-3252-D00 on GS series except GS 5000
Add New: 40G QSFP+ transceiver (Mellanox, Finisar, Avago) on GS Series except GS 5000
Add New: Uniconn 40G MPO connector cable 2m/3m on GS Series except GS 5000
Add New: Micron 5300 SATA SSD 7.68TB on GS 1000 Gen2
Updated: Seagate Nytro 3131, 3331,3531, 3731 SAS SSD (SED) series on all GS series except GS 5000
v2.87- 2020.08.24 | Add New: Western Digital Ultrastar® DC HC550 SAS HDD 18TB on GS 3060 Gen1/Gen2, GS 4060 Gen2
Updated: Micron 5300 SATA SSD 7.68TB on GS 2000
Updated: Seagate Exos 7E8 3.5" SAS HDD (SED) series on GS 3024/4024 Gen2
v2.88- 2020.09.03 | Add New: Supermicro 25G/100G switch SSE-F3548S/ SSE-F3548SR on GS family
Add New: Seagate Nytro 3332, 3532, 3732 SAS SSD series on GS 3025B/4025B Gen2
Updated: Western Digital Ultrastar® DC HC550 SAS HDD 16TB/18TB on GS 3012/3016/4012/4016 Gen2, GS 2012/2016
Updated: Seagate Exos 7E8 3.5" SAS HDD (SED) series on GS 1000 Gen2
v2.89- 2020.09.25 | Updated: Seagate Nytro 3332, 3532, 3732 SAS SSD series on GS 2024B
Updated: Western Digital Ultrastar® DC HC550 SAS HDD 16TB/18TB on GS 1012/1016/3024/4024 Gen2
Updated: Intel CNA card X520-SR2 support GS Gen2 series with Wins 2019 and VMware 6.7
v2.90- 2020.10.15 | Updated: Seagate Nytro 3332, 3532, 3732 SAS SSD series on GS 1024B Gen2
Updated: Western Digital Ultrastar® DC HC550 SAS HDD 16TB/18TB on GS 3012/3016Gen1, GS3025B/4025B Gen2
v2.91- 2020.11.06 | Add New: Seagate Exos X18 series SAS HDD 18TB on GS 3012/3016/4012/4016 Gen2,GS 2012/2016
Add New: Seagate Nytro 3332, 3532, 3732 SAS SSD SED and FIP 140-2 series on GS 3025/4025B Gen2, GS3024B
Updated: Seagate Nytro 3332, 3532, 3732 SAS SSD series on GS 3012/3016/4012/4016 Gen2, GS3024B
Updated: Western Digital Ultrastar® DC HC550 SAS HDD 16TB/18TB on GS 2024
v2.92- 2020.12.03 | Add New: Uniconn 40G MPO connector cable 5m on GS Series except GS 5000
Updated: Seagate Nytro 3332, 3532, 3732 SAS SSD(standard) series on GS 3024/4024B Gen1
Updated: Seagate Nytro 3332, 3532, 3732 SAS SSD standard, SED and FIP 140-2 series on GS 3024/4024/3060/4060 Gen2
Updated: Western Digital Ultrastar® DC HC550 SAS HDD 16TB/18TB on GS 1024 Gen2
Updated: Seagate Exos X18 series SAS HDD 18TB on GS 2024,GS 3012/3016 Gen1
2021
v2.93- 2021.01.07 | Add New: Uniconn 40G MPO connector cable 10m, 20m on GS family
Add New: Mellanox Ethernet Adapter MCX512A-ACAT on GS family
Add New: SUSE Linux Enterprise Server 15 SP2 support GS family
Add New: Optical Transceiver Finisar 25G SFP28 FTLF8536P4BCL on GS family
Add New: Seagate Nytro 3332, 3532, 3732 SAS SSD SED and FIP 140-2 series on GS 2024B,GS 1024B/3012/3016/4012/4016 Gen2
Add New: Toshiba MG08 SATA HDD 16TB on GS 1012/1016 Gen2, GS 2012/2016
Updated: Western Digital Ultrastar® DC HC550 SATA HDD 16TB/18TB on GS 2012/2016, GS 1012/1016/3012/3016/4012/4016 Gen2
Updated: Seagate Nytro 3332, 3532, 3732 SAS SSD standard, SED and FIP 140-2 series on GS 1024 Gen2
Updated: Seagate Exos X18 series SAS HDD 18TB on GS 3060/4060 Gen2
v2.94- 2021.01.21 | Add New: Kioxia PM6 SAS SSD series on GS 1012/1016 Gen2, GS 2012/2016
Updated: Western Digital Ultrastar® DC HC550 SATA HDD 16TB/18TB on GS 3024/4024 Gen2
Updated: Toshiba MG08 SATA HDD 16TB on GS 3012/3016/4012/4016 Gen2
Updated: Seagate Nytro 3332, 3532, 3732 SAS SSD standard GS 2012/2016
Updated: Seagate Nytro 3332, 3532, 3732 SAS SSD standard, SED and FIP 140-2 series on GS 2024, GS 1012/1016 Gen2
v2.95- 2021.02.25 | Updated: Kioxia PM6 SAS SSD series on GS 2024B,GS 3012/3016 Gen1, GS 3012/3016/4012/4016/3025B/4025B Gen2
Updated: Seagate Exos X18 series SAS HDD 18TB on GS 1012/1016/1024 Gen2
Updated: Toshiba MG08 SATA HDD 16TB on GS 3024/4024 Gen2
Updated: Western Digital Ultrastar® DC HC550 SATA HDD 16TB/18TB on GS 3060 Gen1
Updated: Seagate Nytro 3332, 3532, 3732 SAS SSD standard on GS 5100/5200
v2.96- 2021.03.18 | Updated: Kioxia PM6 SAS SSD series on GS 1024B/3024/4024/1024/3060/4060 Gen2, GS3024B Gen1
v2.97- 2021.04.09 | Add New: Toshiba MG08 8TB on GS 2012/2016/1012/1016 Gen2
Add New: Seagate Exos X18 SATA HDD 18TB on GS 1012/1016 Gen2
Add New: Seagate Exos X18 SAS HDD 18TB (SED) on GS 3012/3016/4012/4016 Gen2
Add New: Support Vmware 7.0 including VAAI
v2.98- 2021.05.14 | Updated: Seagate Exos X18 SAS HDD 18TB on GS 1012/1016/1024/2012/2016/2024/3024/3060/4024/4060 Gen2
Updated: Toshiba MG08 SAS HDD 8TB on GS 1024/2024/3012/3016/3024/4012/4016/4024 Gen2
Add New: Kioxia PM6-V 12.8TB
v2.99- 2021.06.28 | Add New: Toshiba MG08 SAS HDD 4TB on GS 1012/1016/1024/3012/3016/4012/4016 Gen2, 2012/2016/2024
Add New: Seagate SkyHawk SATA HDD 8TB on GS 1012/1016 Gen2
Add New: Toshiba MG08 SAS HDD 6TB on GS 1024/2024/3012/3016/3024/3060/4012/4016/4024/4060 Gen2
Add New: Toshiba MG08 SATA HDD 4TB on GS 1024 Gen2
Add New: Toshiba MG08 SATA HDD 6TB/8TB on 1024 Gen2
v3.0- 2021.07.19 | Add New: Toshiba MG08 SATA HDD 6TB/8TB on 2012/2016
Add New: Seagate SkyHawk SATA HDD 8TB on GS 1024 Gen2, 2012/2016
Add New: Toshiba MG08 SATA HDD 4TB on GS 1012/1016/3012/3016/4012/4016 Gen2, 2012/2016
Remove: Toshiba MG08 SAS 4TB, 6TB, 8TB
Updated: Seagate Exos series SATA HDD 18TB on GS 2012/2016, 3012/3016/4012/4016 Gen2
Add new: NVMe Category, Micron 7300 & Kioxia CM6 series & Samsung PM1733 on GS 3025UR & GS 4025URT
v3.1- 2021.08.11 | Add New: Toshiba MG06 SATA HDD 10TB on GS 1012/1016/1024 Gen2
Add New: Toshiba MG08 SATA HDD 4TB on GS 3024/4024 Gen2
v3.2- 2021.09.06 | Add New: Toshiba MG08 SATA HDD 6/8TB on GS 1012/1016 Gen2
Add New: Toshiba MG08 SATA HDD 4TB on GS 2024
Add New: Seagate Exos 7E10 SATA HDD 10TB on GS 1012/1016/1024 Gen2
Add New: Toshiba MG08 SAS HDD 6/8TB on GS 2024, 3024/3060/4024/4060 Gen2
Add New: Toshiba MG08 SAS HDD 4TB on GS 1012/1016/1024 Gen2
v3.3- 2021.10.01 | Add New: Toshiba MG08 SAS HDD 4TB on GS 2012/2016/2024, 3024/4024 Gen2
Add New: Toshiba MG08 SAS HDD 6/8TB on GS 2012/2016, 1012/1016/1024 Gen2
Add New: Seagate Exos 7E10 SATA HDD 10TB on GS 2012/2016
v3.4- 2021.10.27 | Add New: Toshiba MG08 SAS HDD 6/8TB on GS 3012/3016/4012/4016 Gen2
Add New: Toshiba MG08 SAS HDD 4TB on GS 3012/3016/4012/4016 Gen2
Add New: Toshiba MG09 SATA HDD 18TB on GS 3060/4060 Gen2
v3.5- 2021.11.19 | Add New: Seagate Exos 7E10 SATA HDD 2/4/6/8/10TB on GS 2024
Add New: Seagate Exos 7E10 SAS HDD 2/4/6/8/10TB on GS 1024/3012/3016/4012/4016 Gen2, 2024
Add New: Toshiba AL15SEB (512n) 2.5" SAS HDD series on GS 1012/1016 Gen1
Add New: Toshiba MG09 SATA HDD 16/18TB on GS 3012/3016/4012/4016 Gen2
Add New: Toshiba MG09 SAS HDD 16/18TB on GS 1012/1016/1024 Gen2
v3.6- 2021.12.17 | Add New: Seagate Exos 7E10 SAS HDD 2/4/6/8/10TB on GS 2012/2016, 3024/4024 Gen2
Add New: Toshiba MG09 SAS HDD 16/18TB on GS 2012/2016/2024, 3012/3016/3024/4012/4016/4024 Gen2
Add New: Toshiba MG09 SATA HDD 16/18TB on GS 1012/1016/3024/4024 Gen2
Add New: Toshiba MG08 SAS HDD 4TB on GS 3060/4060 Gen2
Add New: Toshiba MG08 SATA HDD 6/8TB on GS 2024
Add New: Seagate Exos 7E8 (512n) SAS HDD 4TB on GS 1012/1016/1024 Gen2
2022
v3.7- 2022.01.21 | Add New: Toshiba MG06 SATA HDD 10TB on GS 2012/2016/2024, 3012/3016/4012/4016 Gen2
Add New: Seagate Exos 7E10 SAS HDD 2/4/6/8/10TB on GS 3060/4060 Gen2
Add New: Seagate Exos 7E10 SATA HDD 2/4/6/8/10TB on GS 3012/3016/3024/4012/4016/4024 Gen2
Add New: Toshiba MG09 SAS HDD 16/18TB on GS 3060/4060 Gen2
Add New: Toshiba MG09 SATA HDD 16/18TB on GS 1024 Gen2, 2012/2016/2024
Add New: Toshiba MG08 SATA HDD 16TB on GS 1024 Gen2
Add New: Toshiba MG08 SATA HDD 6/8TB on GS 3012/3016/3024/4012/4016/4024 Gen2
v3.8- 2022.02.25 | Add New: Toshiba MG06 SATA HDD 10TB on GS 3024/4024 Gen2
Add New: Seagate Exos 7E10 SATA HDD 2/4/6/8/10TB on GS 3060/4060 Gen2
Add New: Seagate Exos X20 SAS HDD 20TB on GS 3012/3016/3024/4012/4016/4024 Gen2
v3.9- 2022.04.01 | Add New: Samsung PM1643a SAS SSD 7.68TB on GS 3025B/4025B Gen2
Add New: Samsung PM1643a SAS SSD 7.68TB on GS 3025B/4025B Gen2
Add New: Kioxia PM6 series SAS SSD on GSa 3025 Gen2
v3.10- 2022.06.10 | Updated: Samsung PM1643a series on GS 2012/2016/2024 and GS 3012/3016 Gen1
Updated: Seagate Exos X20 SAS HDD 20TB on GS 3060/4060 Gen2
Updated: Seagate Exos 7E10 sereis SAS HDD on GS 1012/1016 Gen2
v3.11- 2022.07.08 | Updated: Samsung PM1643a series on GS 2024B and GS 3024B Gen1
Updated: Seagate Exos X20 SAS HDD 18/20TB on GS 1012/1016 Gen2
v3.12- 2022.08.05 | Add New: Seagate Exos X20 SATA HDD 18/20TB on GS 3060/4060 Gen2
v3.13- 2022.08.22 | Add New: Seagate Exos X20 SATA HDD 18/20TB on GS 3012/3016/4012/4016 Gen2
Add New: Mac OS 12.5 on GS family
v3.14- 2022.09.02 | Add New: RockyLinux 8.6 on GS family
Add New: Broadcom P225P - 2 x 25/10G PCIe NIC on GS U.2 family
Add New:Seagate Nytro 3000 SAS SSD series on GS3025B/4025B Gen2
Updated:Seagate Exos 20 SATA HDD on GS 1012/1016/3024/4024 Gen2, GS2012/2016
v3.15- 2022.10.05 | Add New: GS 3000/4000 G3 QVL information added
v3.16- 2022.11.01 | Add New: Seagate Exos X20 SED version on GS/GSe Gen2
Add New: Intel,Mellanox,Broadcom 100G HBA card on GS /GSe 3024UT/4024U
Add New: 100G DAC cable 1m,2m,3m on GS/GSe 3024UT,4024U
Add New: Windows Server 2022 support GS Gen2,G3 and U models
Add New: Windows Server 2022 support GS Gen2,G3 and U models
v3.17-2022.12.26 | Add New: NVMe SSD on GS 3000/4000 C models, GS/GSe 3000UT and 4000U models
Add New: Broadcom 9500-8e SAS 12G HBA add on GS series
Add New: Toshiba SATA HDD on GS 1012/1016 Gen2, GS 2012/2016
2023
v 3.18-2023.01.19 | Add new Finisar 100G Transceiver FTLC9558REPM on GS 3024UT,GS4024U
Add new: ATTO ThunderLink® N3 3102 (SFP+) on GS family
Add new: ATTO ThunderLink® FC 3162 (SFP+) on GS family
Add new: Micron 5400 on GS1024B/1024 Gen2, GS2000 Series
v3.19-2023.04.27 | Add new Kioxia PM7-R、PM7-V on GS family
v3.20-2023.07.27 | Add new: NVMe SSD For R model、For G model、For Cache
Add new Toshiba 20TB SAS HDD
Add 90bay models
v3.21-2023.11.15 | Add new Seagate 22TB SAS HDD
Add new Toshiba 20TB SATA HDD
Add GS 3048U, GS 4048U
Add ESXi 8.0

## 3.5" SAS HDD
⇦Back to Index
Note:
*1: Supporting 3.5" drives in 3.5" JBOD connected with 2.5" RAID models
*2: Including the compatibility of the JBOD that can use on these models
Vendor | Series | Capacity | Model | Microcode | Infortrend FRU PN | GS 1000 Gen2, GSe 1000 Gen2 |  |  | GS 2000, GSe 2000 |  |  | GS 3000 G3, GSe 3000 G3 |  |  |  |  | GS 4000 G3, GSe 4000 G3 |  |  |  |  | GS 3000 Gen2, GSe 3000 Gen2 |  |  | GS 4000 Gen2, GSe 4000 Gen2 |  |  | GS 3000 Gen2 | GS 4000 Gen2 | GSc 2000 |  |  | GS 3000 Gen1, GSe 3000 Gen1, GSc 3000 |  |  |  |  | GS 4000 Gen1 |  | GS 5000, GSc 5000
[6 empty] | GS 1012 GSe 1012 GS 1016 GSe 1016 | GS 1024 | GS 1024B*1 | GS 2012 GSe 2012 GS 2016 GSe 2016 | GS 2024 | GS 2024B*1 | GS 3012 GS 3016 GSe 3012 GSe 3016 | GS 3024 GSe 3024 | GS 3040T GSe 3040T | GS 3060T GSe 3060T | GS 3090T GSe 3090T | GS 4012 GS 4016 GSe 4012 GSe 4016 | GS 4024 GSe 4024 | GS 4040 GSe 4040 | GS 4060 GSe 4060 | GS 4090 GSe 4090 | GS 3012 GS 3016 GSe 3016 | GS 3024 GSe 3024 | GS 3025B*1 | GS 4012 GS 4016 GSe 4016 | GS 4024 GSe 4024 | GS 4025B*1 | GS 3060 | GS 4060 | GSc 2012 GSc 2016 | GSc 2024 | GSc 2024B*1 | GS 3012 GSc 3012 GSe 3012 GS 3016 GSc 3016 GSe 3016 | GS 3024 GSc 3024 | GS 3024B*1 GSc 3024B*1 | GS 3025B*1 GSc 3025B*1 | GS 3060 GSc 3060 | GS 4016 | GS 4024B*1 | GS 5100 GSc 5100 | GS 5200 GSc 5200
Western Digital | Ultrastar® DC HC310 | 6TB | HUS726T6TAL5204 (0B36047) | VKGNC40H | HELW72S3600 | v | v | v | v | v | v | v | v | v | v | v | v | v | v | v | v | v | v | v | v | v | v | v | v | v | v | v | v | v | v | v | v | v | v | v | v
Western Digital | Ultrastar® DC HC320 | 8TB | HUS728T8TAL5204 (0B36400 ) | V8GNC410 | HELW72S3800 | v | v | v | v | v | v | v | v | v | v | v | v | v | v | v | v | v | v | v | v | v | v | v | v | v | v | v | v | v | v | v | v | v | v | v | v
Western Digital | Ultrastar® DC HC330 | 10TB | WUS721010AL5204 | VXGNC980 | HELH72S3T10 | v | v | v | v | v | v | v | v | v | v | v | v | v | v | v | v | v | v | v | v | v | v | v | v | v | v | v | v | v | v | v | v | v | v | v | v
Western Digital | Ultrastar® DC HC520 | 12TB | HUH721212AL5200 (0F29530) | LEGNA925 |  | v | v | v | v | v | v | v | v | v | v | v | v | v | v | v | v | v | v | v | v | v | v | v | v | v | v | v | v | v | v | v | v | v | v | v | v
Western Digital | Ultrastar® He12 (SED-FIPs) | 12TB | HUH721212AL5205 (0F29533) | D3D0 | [17 empty] | v | v | v | v | v | v | v | v | - | - | - | v | v | v | v | v | - | - | - | -
Western Digital | Ultrastar® DC HC530 | 14TB | WUH721414AL5204 | LDGNC240 |  | v | v | v | v | v | v | v | v | v | v | v | v | v | v | v | v | v | v | v | v | v | v | v | v | v | v | v | v | v | v | v | v | v | v | v | v
Western Digital | Ultrastar® DC HC550 | 16TB | WUH721816AL5204 (0F38357) | PCGNC232 | HELW72S3T16 | v | v |  | v | v |  | v | v | v | v | v | v | v | v | v | v | v | v | v | v | v | v | v | v | v | v | - | v | - | - | - | v | - | - | - | -
Western Digital | Ultrastar® DC HC550 | 18TB | WUH721818AL5204 (0F38353) | PCGNC232 | HELW72S3T18 | v | v |  | v | v |  | v | v | v | v | v | v | v | v | v | v | v | v | v | v | v | v | v | v | v | v | - | v | - | - | - | v | - | - | - | -
Seagate | Exos 7E10 | 6TB | ST6000NM020B | E001 | HELS72S3600 | v | v |  | v | v |  | v | v | v | v | v | v | v | v | v | v | v | v |  | v | v |  | v | v | v | v
Seagate | Exos 7E10 | 8TB | ST8000NM018B | E001 | HELS72S3800 | v | v |  | v | v |  | v | v | v | v | v | v | v | v | v | v | v | v |  | v | v |  | v | v | v | v
Seagate | Exos 7E10 | 10TB | ST10000NM018B | E001 |  | v | v |  | v | v |  | v | v | v | v | v | v | v | v | v | v | v | v |  | v | v |  | v | v | v | v
Seagate | Exos X18 | 10TB | ST10000NM013G | E002 |  | v | v |  | v | v |  | v | v | v | v | v | v | v | v | v | v | v | v |  | v | v |  | v | v | v | v | -
Seagate | Exos X18 | 12TB | ST12000NM004J | E002 | HELS72S3T12 | v | v |  | v | v |  | v | v | v | v | v | v | v | v | v | v | v | v |  | v | v |  | v | v | v | v | - | v
Seagate | Exos X18 | 14TB | ST14000NM004J | E002 | HELS72S3T14 | v | v |  | v | v |  | v | v | v | v | v | v | v | v | v | v | v | v |  | v | v |  | v | v | v | v | - | v
Seagate | Exos X18 | 16TB | ST16000NM004J | E002 | HELS72S3T16 | v | v |  | v | v |  | v | v | v | v | v | v | v | v | v | v | v | v |  | v | v |  | v | v | v | v | - | v
Seagate | Exos X18 | 18TB | ST18000NM004J | E002 | HELS72S3T18 | v | v |  | v | v |  | v | v | v | v | v | v | v | v | v | v | v | v |  | v | v |  | v | v | v | v | - | v
Seagate | Exos X18 (SED) | 10TB | ST10000NM014G | ET02 | HELS72A3T101 | v | v |  | v | v |  | v | v | v | v | v | v | v | v | v | v | v | v |  | v | v |  | v | v | v | v |  | v
Seagate | Exos X18 (SED) | 12TB | ST12000NM005J | ET02 | HFLS72S3T12 | v | v |  | v | v |  | v | v | v | v | v | v | v | v | v | v | v | v |  | v | v |  | v | v | v | v |  | v
Seagate | Exos X18 (SED) | 14TB | ST14000NM005J | ET02 |  | v | v |  | v | v |  | v | v | v | v | v | v | v | v | v | v | v | v |  | v | v |  | v | v | v | v |  | v
Seagate | Exos X18 (SED) | 16TB | ST16000NM005J | ET02 |  | v | v |  | v | v |  | v | v | v | v | v | v | v | v | v | v | v | v |  | v | v |  | v | v | v | v |  | v
Seagate | Exos X18 (SED) | 18TB | ST18000NM005J | ET02 |  | v | v |  | v | v |  | v | v | v | v | v | v | v | v | v | v | v | v |  | v | v |  | v | v | v | v |  | v
Seagate | Exos X18 (SED-FIPS) | 10TB | ST10000NM016G | EF02 |  | v | v |  | v | v |  | v | v | v | v | v | v | v | v | v | v | v | v |  | v | v |  | v | v | v | v |  | v
Seagate | Exos X18 (SED-FIPS) | 12TB | ST12000NM007J | EF02 |  | v | v |  | v | v |  | v | v | v | v | v | v | v | v | v | v | v | v |  | v | v |  | v | v | v | v |  | v
Seagate | Exos X18 (SED-FIPS) | 14TB | ST14000NM007J | EF02 |  | v | v |  | v | v |  | v | v | v | v | v | v | v | v | v | v | v | v |  | v | v |  | v | v | v | v |  | v
Seagate | Exos X18 (SED-FIPS) | 16TB | ST16000NM007J | EF02 |  | v | v |  | v | v |  | v | v | v | v | v | v | v | v | v | v | v | v |  | v | v |  | v | v | v | v |  | v
Seagate | Exos X18 (SED-FIPS) | 18TB | ST18000NM007J | EF02 |  | v | v |  | v | v |  | v | v | v | v | v | v | v | v | v | v | v | v |  | v | v |  | v | v | v | v |  | v
Seagate | Exos X20 | 18TB | ST18000NM000D | E001 |  | v | v |  | v | v |  | v | v | v | v | v | v | v | v | v | v | v | v |  | v | v |  | v | v | v | v
Seagate | Exos X20 | 20TB | ST20000NM002D | E001 | HELS72S3T20 | v | v |  | v | v |  | v | v | v | v | v | v | v | v | v | v | v | v |  | v | v |  | v | v | v | v
Seagate | Exos X20 (SED) | 18TB | ST18000NM001D | ET03 |  | v | v |  | v | v | [11 empty] | v | v |  | v | v
Seagate | Exos X20 (SED) | 20TB | ST20000NM003D | ET03 |  | v | v |  | v | v | [11 empty] | v | v |  | v | v
Seagate | Exos X22 | 22TB | ST22000NM000E | E001 | HELS72S3T22 | [6 empty] | v | v | v | v | v | v | v | v | v | v
Toshiba | MG06S( 512e ) | 6TB | MG06SCA600E | 0107 |  | v | v | v | v | v | v | v | v | v | v | v | v | v | v | v | v | v | v | v | v | v | v | v | v | v | v | v | v | v | v | v | v | v | v | v | v
Toshiba | MG06S( 512e ) | 8TB | MG06SCA800E | 0107 |  | v | v | v | v | v | v | v | v | v | v | v | v | v | v | v | v | v | v | v | v | v | v | v | v | v | v | v | v | v | v | v | v | v | v | v | v
Toshiba | MG06S( 512e ) | 10TB | MG06SCA10TE | 0107 | HELT72S3T10 | v | v | v | v | v | v | v | v | v | v | v | v | v | v | v | v | v | v | v | v | v | v | v | v | v | v | v | v | v | v | v | v | v | v | v | v
Toshiba | MG07SCA (512e) | 12TB | MG07SCA12TE | 0105 | HELT72S3T12 | v | v | v | v | v | v | v | v | v | v | v | v | v | v | v | v | v | v | v | v | v | v | v | v | v | v | v | v | v | v | v | v | v | v | v | v
Toshiba | MG07SCA (512e) | 14TB | MG07SCA14TE | 0105 | HELT72S3T14 | v | v | v | v | v | v | v | v | v | v | v | v | v | v | v | v | v | v | v | v | v | v | v | v | v | v | v | v | v | v | v | v | v | v | v | v
Toshiba | MG08-D (512e) | 6TB | MG08SDA600E | 0102 | HELT72S3600 | v | v |  | v | v |  | v | v | v | v | v | v | v | v | v | v | v | v |  | v | v |  | v | v | v | v | -
Toshiba | MG08-D (512e) | 8TB | MG08SDA800E | 0102 | HELT72S3800 | v | v |  | v | v |  | v | v | v | v | v | v | v | v | v | v | v | v |  | v | v |  | v | v | v | v | -
Toshiba | MG08 (512e) | 14TB | MG08SCA14TE | 0105 |  | v | v |  | v | v |  | v | v | v | v | v | v | v | v | v | v | v | v |  | v | v |  | v | v | v | v | - | v | v | v | v | v | v | v | v | v
Toshiba | MG08 (512e) | 16TB | MG08SCA16TE | 0105 | HELT72S3T16 | v | v |  | v | v |  | v | v | v | v | v | v | v | v | v | v | v | v |  | v | v |  | v | v | v | v | - | v | v | v | v | v | v | v | v | v
Toshiba | MG09 (512e) | 16TB | MG09SCA16TE | 0105 |  | v | v |  | v | v |  | v | v | v | v | v | v | v | v | v | v | v | v |  | v | v |  | v | v | v | v | - | v
Toshiba | MG09 (512e) | 18TB | MG09SCA18TE | 0105 | HELT72S3T18 | v | v |  | v | v |  | v | v | v | v | v | v | v | v | v | v | v | v |  | v | v |  | v | v | v | v | - | v
Toshiba | MG10 | 20TB | MG10SCA20TE | 0101 | HELT72S3T20 | v | v | v | v | v | v | v | v | v | v | v | v | v | v | v | v | v | v | v | v | v | v
[EOS]Toshiba | MG08-D (512e) | 4TB | MG08SDA400E | 0103 | HELT72S3400 | v | v |  | v | v | [11 empty] | v | v |  | v | v |  | v | v | v | v
[EOS]Toshiba | MG04SCA | 2TB | MG04SCA20EE | 0104 |  | v | v | v | v | v | v | [10 empty] | v | v | v | v | v | v | v | v | v | v | v | v | v | v | v | v | v | v | v | v
[EOS]Toshiba | MG04SCA | 4TB | MG04SCA40EE | 0104 |  | v | v | v | v | v | v | [10 empty] | v | v | v | v | v | v | v | v | v | v | v | v | v | v | v | v | v | v | v | v
[EOS]Toshiba | MG04SCA | 5TB | MG04SCA50EE | 0104 |  | v | v | v | v | v | v | [10 empty] | v | v | v | v | v | v | v | v | v | v | v | v | v | v | v | v | v | v | v | v
[EOS]Toshiba | MG04SCA | 6TB | MG04SCA60EE | 0104 |  | v | v | v | v | v | v | [10 empty] | v | v | v | v | v | v | v | v | v | v | v | v | v | v | v | v | v | v | v | v
Seagate | Exos X16 | 10TB | ST10000NM002G | E003 |  | v | v | v | v | v | v | [10 empty] | v | v | v | v | v | v | v | v | v | v | v | v | v | v | v | v | v | v | v | v
Seagate | Exos X16 | 12TB | ST12000NM002G | E003 |  | v | v | v | v | v | v | [10 empty] | v | v | v | v | v | v | v | v | v | v | v | v | v | v | v | v | v | v | v | v
Seagate | Exos X16 | 14TB | ST14000NM002G | E003 |  | v | v | v | v | v | v | [10 empty] | v | v | v | v | v | v | v | v | v | v | v | v | v | v | v | v | v | v | v | v
Seagate | Exos X16 | 16TB | ST16000NM002G | E003 |  | v | v | v | v | v | v | [10 empty] | v | v | v | v | v | v | v | v | v | v | v | v | v | v | v | v | v | v | v | v
Seagate | Exos X16 (SED) | 10TB | ST10000NM004G | ET02 |  | v | v | v | v | v | v | [10 empty] | v | v | v | v | v | v | v | v | v | v | v | v | v | v | v | v | v | v | v | v
Seagate | Exos X16 (SED) | 12TB | ST12000NM004G | ET02 |  | v | v | v | v | v | v | [10 empty] | v | v | v | v | v | v | v | v | v | v | v | v | v | v | v | v | v | v | v | v
Seagate | Exos X16 (SED) | 14TB | ST14000NM004G | ET02 |  | v | v | v | v | v | v | [10 empty] | v | v | v | v | v | v | v | v | v | v | v | v | v | v | v | v | v | v | v | v
Seagate | Exos X16 (SED) | 16TB | ST16000NM004G | ET02 |  | v | v | v | v | v | v | [10 empty] | v | v | v | v | v | v | v | v | v | v | v | v | v | v | v | v | v | v | v | v
[EOS]Seagate | Exos 7E10 | 2TB | ST2000NM018B | E001 | HELS72S3200 |  | v |  | v | v | [11 empty] | v | v |  | v | v |  | v | v | v | v
[EOS]Seagate | Exos 7E10 | 4TB | ST4000NM025B | E001 | HELS72S3400 |  | v |  | v | v | [11 empty] | v | v |  | v | v |  | v | v | v | v
[EOS]Seagate | Exos 7E8 (512n) | 4TB | ST4000NM003A | E002 |  | v | v
[EOS]Seagate | Exos 7E8 | 2TB | ST2000NM004A | E002 |  | v | v | v | v | v | v | [10 empty] | v | v | v | v | v | v | v | v | v | v | v | v | v | v | v | v | v | v | v | v
[EOS]Seagate | Exos 7E8 | 4TB | ST4000NM005A | E002 |  | v | v | v | v | v | v | [10 empty] | v | v | v | v | v | v | v | v | v | v | v | v | v | v | v | v | v | v | v | v
[EOS]Seagate | Exos 7E8 | 6TB | ST6000NM029A | E002 |  | v | v | v | v | v | v | [10 empty] | v | v | v | v | v | v | v | v | v | v | v | v | v | v | v | v | v | v | v | v
[EOS]Seagate | Exos 7E8 | 8TB | ST8000NM001A | E002 |  | v | v | v | v | v | v | [10 empty] | v | v | v | v | v | v | v | v | v | v | v | v | v | v | v | v | v | v | v | v
[EOS]Seagate | Exos 7E8 (SED) | 2TB | ST2000NM011A | ET02 |  | v | v | v | v | v | v | [10 empty] | v | v | v | v | v | v | v | v | v | v | v | v | - | v | - | - | - | - | - | -
[EOS]Seagate | Exos 7E8 (SED) | 4TB | ST4000NM011A | ET02 |  | v | v | v | v | v | v | [10 empty] | v | v | v | v | v | v | v | v | v | v | v | v | - | v | - | - | - | - | - | -
[EOS]Seagate | Exos 7E8 (SED) | 6TB | ST6000NM031A | ET02 |  | v | v | v | v | v | v | [10 empty] | v | v | v | v | v | v | v | v | v | v | v | v | - | v | - | - | - | - | - | -
[EOS]Seagate | Exos 7E8 (SED) | 8TB | ST8000NM006A | ET02 |  | v | v | v | v | v | v | [10 empty] | v | v | v | v | v | v | v | v | v | v | v | v | - | v | - | - | - | - | - | -
[EOS]Seagate | Exos E7 (MakaraBP) (512e) | 2TB | ST2000NM0135 | E002 |  | v | v | v | v | v | v | [10 empty] | v | v | v | v | v | v | v | v | v | v | v | v | v | v | v | v | v | v | v | v
[EOS]Seagate | Exos E7 (MakaraBP) (512e) | 4TB | ST4000NM0125 | E002 |  | v | v | v | v | v | v | [10 empty] | v | v | v | v | v | v | v | v | v | v | v | v | v | v | v | v | v | v | v | v
[EOS]Seagate | Exos E7 (MakaraBP) (512e) | 6TB | ST6000NM0095 | E002 |  | v | v | v | v | v | v | [10 empty] | v | v | v | v | v | v | v | v | v | v | v | v | v | v | v | v | v | v | v | v
[EOS]Seagate | Exos E7(MakaraPlus) | 6TB | ST6000NM0085 | E003 |  | v | v | v | v | v | v | [10 empty] | v | v | v | v | v | v | v | v | v | v | v | v | v | v | v | v | v | v | v | v
[EOS]Seagate | Exos E7(MakaraPlus) | 8TB | ST8000NM0075 | E003 |  | v | v | v | v | v | v | [10 empty] | v | v | v | v | v | v | v | v | v | v | v | v | v | v | v | v | v | v | v | v
[EOS]Seagate | Exos X10 | 10TB | ST10000NM0096 | E001 |  | v | v | v | v | v | v | [18 empty] | v | v | v | v | v | v | v | v | v | v | v | v
[EOS]Seagate | Exos X10 (SED) | 10TB | ST10000NM0216 | E001 |  | v | v | v | v | v | v | [10 empty] | v | v | v | v | v | v | v | v | v | v | v | v | v | v | v | v | v | v | v | v
[EOS]Seagate | Exos X12 (Mobula) | 12TB | ST12000NM0027 | E001 |  | v | v | v | v | v | v | [10 empty] | v | v | v | v | v | v | v | v | v | v | v | v | v | v | v | v | v | v | v | v
[EOS]Western Digital | Ultrastar® DC HC310 | 4TB | HUS726T4TAL5204 (0B36048) | VKGNC40H | HELW72S3400 | v | v | v | v | v | v | [10 empty] | v | v | v | v | v | v | v | v | v | v | v | v | v | v | v | v | v | v | v | v
[EOS]Western Digital | Ultrastar® DC HC510 | 10TB | HUH721010AL5204 (0F27354 ) | LHGNA384 |  | v | v | v | v | v | v | [10 empty] | v | v | v | v | v | v | v | v | v | v | v | v | v | v | v | v | v | v | v | v

## 3.5" SATA HDD
⇦Back to Index
Note:
*1: Supporting 3.5" drives in 3.5" JBOD connected with 2.5" RAID models
*2: 4U model didn't support Bridge boards.SATA HDD can use in Generic model only
*3: Starting from 2021/7, 6G mux board has been EOL, suggest to use SAS drive on redundant models
*4: Including the compatibility of the JBOD that can use on these models
Vendor | Series | Capacity | Model | Microcode | Infortrend FRU PN | GS 1000 Gen2, GSe 1000 Gen2 |  |  | GS 2000, GSe 2000 |  |  | GSe 3000 G3 |  |  |  |  | GSe 4000 G3 |  |  |  |  | GS 3000 Gen2, GSe 3000 Gen2 |  |  | GS 4000 Gen2/ GSe 4000 Gen2 |  |  | GS 3000 Gen2 | GS 4000 Gen2 | GSc 2000 |  |  | GS 3000 Gen1, GSe 3000 Gen1, GSc 3000 |  |  |  |  | GS 4000 Gen1 |  | GS 5000, GSc 5000
[6 empty] | GS 1012 GSe 1012 GS 1016 GSe 1016 | GS 1024 | GS 1024B*1 | GS 2012 GSe 2012 GS 2016 GSe 2016 | GS 2024 | GS 2024B*1 | GSe 3012 GSe 3016 | GSe 3024 | GSe 3040T | GSe 3060T | GSe 3090T | GSe 4012 GSe 4016 | GSe 4024 | GSe 4040 | GSe 4060 | GSe 4090 | GS 3012 GS 3016 GSe 3016 | GS 3024 GSe 3024 | GS 3025B*1 | GS 4012 GS 4016 GSe 4016 | GS 4024 GSe 4024 | GS 4025B*1 | GS 3060*2 | GS 4060*2 | GSc 2012 GSc 2016 | GSc 2024 | GSc 2024B*1 | GS 3012 GSc 3012 GSe 3012 GS 3016 GSc 3016 GSe 3016 | GS 3024 GSc 3024 | GS 3024B*1 GSc 3024B*1 | GS 3025B*1 GSc 3025B*1 | GS 3060*2 GSc 3060*2 | GS 4016 | GS 4024B*1 | GS 5100 GSc 5100 | GS 5200 GSc 5200
Western Digital | Ultrastar® DC HC310 | 6TB | HUS726T6TALE6L4(0B36039) | VKGNW40H | HELW72A3600 | v | v | v | v | v | v | v | v | v | v | v | v | v | v | v | v | v | v | v | v | v | v | v | v | v | v | v | v | v | v | v | v | v | v | v | v
Western Digital | Ultrastar® DC HC320 | 8TB | HUS728T8TALE6L4(0B36404 ) | V8GNW410 | HELW72A3800 | v | v | v | v | v | v | v | v | v | v | v | v | v | v | v | v | v | v | v | v | v | v | v | v | v | v | v | v | v | v | v | v | v | v | v | v
Western Digital | Ultrastar® DC HC330 | 10TB | WUS721010ALE6L4 | VXGNW920 | HELH72A3T10 | v | v | v | v | v | v | v | v | v | v | v | v | v | v | v | v | v | v | v | v | v | v | v | v | v | v | v | v | v | v | v | v | v | v | v | v
Western Digital | Ultrastar® DC HC520 | 12TB | HUH721212ALE600 | T3D0 |  | v | v | v | v | v | v | v | v | v | v | v | v | v | v | v | v | v | v | v | v | v | v | v | v | v | v | v | v | v | v | v | v | v | v | v | v
Western Digital | Ultrastar® DC HC530 | 14TB | WUH721414ALE6L4 | LGNW240 |  | v | v | v | v | v | v | v | v | v | v | v | v | v | v | v | v | v | v | v | v | v | v | v | v | v | v | v | v | v | v | v | v | - | - | - | -
Western Digital | Ultrastar® DC HC550 | 16TB | WUH721816ALE6L4 | PCGNW232 |  | v |  |  | v |  |  | v | v | v | v | v | v | v | v | v | v | v | v |  | v | v |  |  |  | v
Western Digital | Ultrastar® DC HC550 | 18TB | WUH721818ALE6L4 | PCGNW232 |  | v |  |  | v |  |  | v | v | v | v | v | v | v | v | v | v | v | v |  | v | v |  |  |  | v
Seagate | Exos 7E10 | 6TB | ST6000NM019B | SN01 |  | v | v |  | v | v |  | v | v | v | v | v | v | v | v | v | v | v | v |  | v | v |  | v | v | v | v
Seagate | Exos 7E10 | 8TB | ST8000NM017B | SN01 |  | v | v |  | v | v |  | v | v | v | v | v | v | v | v | v | v | v | v |  | v | v |  | v | v | v | v
Seagate | Exos 7E10 | 10TB | ST10000NM017B | SN01 | HELS72A3T10 | v | v |  | v | v |  | v | v | v | v | v | v | v | v | v | v | v | v |  | v | v |  | v | v | v | v
Seagate | Exos X18 | 10TB | ST10000NM018G | SN02 |  | v |  |  | v |  |  | v | v | v | v | v | v | v | v | v | v | v | v |  | v | v |  |  |  | v
Seagate | Exos X18 | 12TB | ST12000NM000J | SN02 |  | v |  |  | v |  |  | v | v | v | v | v | v | v | v | v | v | v | v |  | v | v |  |  |  | v
Seagate | Exos X18 | 14TB | ST14000NM000J | SN02 |  | v |  |  | v |  |  | v | v | v | v | v | v | v | v | v | v | v | v |  | v | v |  |  |  | v
Seagate | Exos X18 | 16TB | ST16000NM000J | SN02 | HELS72A3T16 | v |  |  | v |  |  | v | v | v | v | v | v | v | v | v | v | v | v |  | v | v |  |  |  | v
Seagate | Exos X18 | 18TB | ST18000NM000J | SN02 | HELS72A3T18 | v |  |  | v |  |  | v | v | v | v | v | v | v | v | v | v | v | v |  | v | v |  |  |  | v
Seagate | Exos X20 | 18TB | ST18000NM003D | SN02 |  | v |  |  | v |  |  | v | v | v | v | v | v | v | v | v | v | v | v |  | v | v |  | v | v | v
Seagate | Exos X20 | 20TB | ST20000NM007D | SN02 |  | v |  |  | v | [12 empty] | v | v |  | v | v |  | v | v | v
Seagate | SkyHawk (Surveillance) | 8TB | ST8000VX004 | SN01 |  | v | v |  | v | [20 empty] | v
Toshiba | MG08ADA | 6TB | MG08ADA600E | 0101 | HELT72A3600 | v | v |  | v | v |  | v | v | v | v | v | v | v | v | v | v | v | v |  | v | v |  |  |  | v | v
Toshiba | MG08ADA | 8TB | MG08ADA800E | 0101 | HELT72A3800 | v | v |  | v | v |  | v | v | v | v | v | v | v | v | v | v | v | v |  | v | v |  |  |  | v | v
Toshiba | MG06ACA | 10TB | MG06ACA10TE | 0109 | HELT72A3T10 | v | v |  | v | v |  | v | v | v | v | v | v | v | v | v | v | v | v |  | v | v |  |  |  | v | v
Toshiba | MG07ACA | 12TB | MG07ACA12TE | 0101 | HELT72A3T12 | v | v | v | v | v | v | v | v | v | v | v | v | v | v | v | v | v | v | v | v | v | v | v | v | v | v | v | v | v | v | v | v | v | v | v | v
Toshiba | MG07ACA | 14TB | MG07ACA14TE | 0101 | HELT72A3T14 | v | v | v | v | v | v | v | v | v | v | v | v | v | v | v | v | v | v | v | v | v | v | v | v | v | v | v | v | v | v | v | v | v | v | v | v
Toshiba | MG08ACA | 16TB | MG08ACA16TE | 0102 | HELT72A3T16 | v | v |  | v |  |  | v | v | v | v | v | v | v | v | v | v | v | v |  | v | v |  |  |  | v
Toshiba | MG09ACA | 16TB | MG09ACA16TE | 0104 |  | v | v |  | v | v |  | v | v | v | v | v | v | v | v | v | v | v | v |  | v | v |  | v | v | v | v
Toshiba | MG09ACA | 18TB | MG09ACA18TE | 0104 | HELT72A3T18 | v | v |  | v | v |  | v | v | v | v | v | v | v | v | v | v | v | v |  | v | v |  | v | v | v | v |  | v
Toshiba | MG10ACA | 20TB | MG10ACA20TE | 0102 | HELT72A3T20 | v |  |  | v |  |  | v | v |  |  |  | v | v | [14 empty] | v
[EOS]Western Digital | Ultrastar He10 (512e) | 10TB | HUH721010ALE6000F27452) | T21D | - | v | v | v | v | v | v | [10 empty] | v | v | v | v | v | v | v | v | v | v | v | v | v | v | v | v | v | v | v | v
[EOS]Western Digital | Ultrastar® DC HC310 | 4TB | HUS726T4TALE6L4(0B36040) | VKGNW40H | HELW72A3400 | v | v | v | v | v | v | [10 empty] | v | v | v | v | v | v | v | v | v | v | v | v | v | v | v | v | v | v | v | v
[EOS]Seagate | Exos X16 | 10TB | ST10000NM001G | SN02 |  | v | v | v | v | v | v | [10 empty] | v | v | v | v | v | v | v | v | v | v | v | v | v | v | v | v | v | v | v | v
[EOS]Seagate | Exos X16 | 12TB | ST12000NM001G | SN02 |  | v | v | v | v | v | v | [10 empty] | v | v | v | v | v | v | v | v | v | v | v | v | v | v | v | v | v | v | v | v
[EOS]Seagate | Exos X16 | 14TB | ST14000NM001G | SN02 |  | v | v | v | v | v | v | [10 empty] | v | v | v | v | v | v | v | v | v | v | v | v | v | v | v | v | v | v | v | v
[EOS]Seagate | Exos X16 | 16TB | ST16000NM001G | SN02 |  | v | v | v | v | v | v | [10 empty] | v | v | v | v | v | v | v | v | v | v | v | v | v | v | v | v | v | v | v | v
[EOS]Seagate | Exos 7E10 | 2TB | ST2000NM017B | SN01 |  | v | v |  | v | v | [11 empty] | v | v |  | v | v |  | v | v | v | v
[EOS]Seagate | Exos 7E10 | 4TB | ST4000NM024B | SN01 |  | v | v |  | v | v | [11 empty] | v | v |  | v | v |  | v | v | v | v
[EOS]Seagate | Exos 7E8 | 2TB | ST2000NM001A | SN01 |  | v | v | v | v | v | v | [10 empty] | v |  |  | v |  |  |  |  | v | v | v | v | v | v | v | v | v | v | v | v
[EOS]Seagate | Exos 7E8 | 4TB | ST4000NM002A | SN01 |  | v | v | v | v | v | v | [10 empty] | v |  |  | v |  |  |  |  | v | v | v | v | v | v | v | v | v | v | v | v
[EOS]Seagate | Exos 7E8 | 6TB | ST6000NM021A | SN01 |  | v | v | v | v | v | v | [10 empty] | v |  |  | v |  |  |  |  | v | v | v | v | v | v | v | v | v | v | v | v
[EOS]Seagate | Exos 7E8 | 8TB | ST8000NM000A | SN01 |  | v | v | v | v | v | v | [10 empty] | v |  |  | v |  |  |  |  | v | v | v | v | v | v | v | v | v | v | v | v
[EOS]Seagate | SkyHawk (Surveillance) | 6TB | ST6000VX0023 | SC60 | HSLS72A3600 | - | v | - | - | - | - | [10 empty] | -
[EOS]Seagate | SkyHawk (Surveillance) | 8TB | ST8000VX0022 | AV01 | HSLS72A3800 | - | v | - | - | - | - | [10 empty] | -
[EOS]Toshiba | MG08ADA | 4TB | MG08ADA400E | 0101 |  | v | v |  | v | v | [11 empty] | v | v |  | v | v |  |  |  | v | v

## 2.5" SAS HDD
⇦Back to Index
Note:
*1: Supporting 3.5" drives in 3.5" JBOD connected with 2.5" RAID models
*2: Purchasing additional tray parts (Drive tray for accomodating 2.5" HDD) is required for 3.5" drive side subsystems.
*3: Including the compatibility of the JBOD that can use on these models
Vendor | Series | RPM | Capacity | Model | Microcode | Infortrend FRU PN | GS 1000 Gen2, GSe 1000 Gen2 |  |  | GS 2000, GSe 2000 |  |  | GS 3000 G3, GSe 3000 G3 |  |  |  |  | GS 4000 G3, GSe 4000 G3 |  |  |  |  | GS 3000 Gen2, GSe 3000 Gen2 |  |  | GS 4000 Gen2, GSe 4000 Gen2 |  |  | GS 3000 Gen2 | GS 4000 Gen2 | GSc 2000 |  |  | GS 1000 Gen1 | GS 3000 Gen1, GSe 3000 Gen1, GSc 3000 |  |  |  |  | GS 4000 Gen1 |  | GS 5000, GSc 5000
[7 empty] | GS 1012 GSe 1012 GS 1016 GSe 1016 | GS 1024 | GS 1024B*1 | GS 2012 GSe 2012 GS 2016 GSe 2016 | GS 2024 | GS 2024B | GS 3012 GS 3016 GSe 3012 GSe 3016 | GS 3024 GSe 3024 | GS 3040T GSe 3040T | GS 3060T GSe 3060T | GS 3090T GSe 3090T | GS 4012 GS 4016 GSe 4012 GSe 4016 | GS 4024 GSe 4024 | GS 4040 GSe 4040 | GS 4060 GSe 4060 | GS 4090 GSe 4090 | GS 3012 GS 3016 GSe 3016 | GS 3024 GSe 3024 | GS 3025B *1 | GS 4012 GS 4016 GSe 4016 | GS 4024 GSe 4024 | GS 4025B *1 | GS 3060 *2 | GS 4060 *2 | GSc 2012 GSc 2016 | GSc 2024 | GSc 2024B *1 | GS 1012 GSc 1016 | GS 3012 GSc 3012 GSe 3012 GS 3016 GSc 3016 GSe 3016 | GS 3024 GSc 3024 | GS 3024B GSc 3024B *1 | GS 3025B GSc 3025B *1 | GS 3060 GSc 3060 *2 | GS 4016 | GS 4024B *1 | GS 5100 GSc 5100 | GS 5200 GSc 5200
Seagate | Exos 10E2400 (512e) | 10000 | 600GB | ST600MM0099 | C008 | HESS10S3060 | v | v | v | v | v | v | v | v | v | v | v | v | v | v | v | v | v | v | v | v | v | v | v | v | v | v | v |  | v | v | v | v | v | v | v | v | v
Seagate | Exos 10E2400 (512e) | 10000 | 1.2TB | ST1200MM0129 | C008 | HESS10S3120 | v | v | v | v | v | v | v | v | v | v | v | v | v | v | v | v | v | v | v | v | v | v | v | v | v | v | v |  | v | v | v | v | v | v | v | v | v
Seagate | Exos 10E2400 (512e) | 10000 | 1.8TB | ST1800MM0129 | C008 | HESS10S3180 | v | v | v | v | v | v | v | v | v | v | v | v | v | v | v | v | v | v | v | v | v | v | v | v | v | v | v |  | v | v | v | v | v | v | v | v | v
Seagate | Exos 10E2400 (512e) | 10000 | 2.4TB | ST2400MM0129 | C008 | HESS10S3240 | v | v | v | v | v | v | v | v | v | v | v | v | v | v | v | v | v | v | v | v | v | v | v | v | v | v | v |  | v | v | v | v | v | v | v | v | v
Seagate | Exos 10E2400(SED) | 10000 | 600GB | ST600MM0109 | CT04 |  | v | v | v | v | v | v | v | v | v | v | v | v | v | v | v | v | v | v | v | v | v | v | v | v | v | v | v |  | v | v | v | v | v | v | v | v | v
Seagate | Exos 10E2400(SED) | 10000 | 1.2TB | ST1200MM0139 | CT04 |  | v | v | v | v | v | v | v | v | v | v | v | v | v | v | v | v | v | v | v | v | v | v | v | v | v | v | v |  | v | v | v | v | v | v | v | v | v
Seagate | Exos 10E2400(SED) | 10000 | 1.8TB | ST1800MM0139 | CT04 |  | v | v | v | v | v | v | v | v | v | v | v | v | v | v | v | v | v | v | v | v | v | v | v | v | v | v | v |  | v | v | v | v | v | v | v | v | v
Seagate | Exos 10E2400(SED) | 10000 | 2.4TB | ST2400MM0139 | CT04 |  | v | v | v | v | v | v | v | v | v | v | v | v | v | v | v | v | v | v | v | v | v | v | v | v | v | v | v |  | v | v | v | v | v | v | v | v | v
Seagate | Exos 15E900 (512n) | 15000 | 300GB | ST300MP0006 | N003 | HESS15S3030 | v | v | v | v | v | v | v | v | v | v | v | v | v | v | v | v | v | v | v | v | v | v | v | v | v | v | v |  | v | v | v | v | v | v | v | v | v
Seagate | Exos 15E900 (512n) | 15000 | 600GB | ST600MP0006 | N003 | HESS15S3060 | v | v | v | v | v | v | v | v | v | v | v | v | v | v | v | v | v | v | v | v | v | v | v | v | v | v | v |  | v | v | v | v | v | v | v | v | v
Seagate | Exos 15E900 (512n) | 15000 | 900GB | ST900MP0006 | N003 | HESS15S3090 | v | v | v | v | v | v | v | v | v | v | v | v | v | v | v | v | v | v | v | v | v | v | v | v | v | v | v |  | v | v | v | v | v | v | v | v | v
Toshiba | AL15SEB (512n) | 10000 | 300GB | AL15SEB030N | 0103 | HEST10S3030 | v | v | v | v | v | v | v | v | v | v | v | v | v | v | v | v | v | v | v | v | v | v | v | v | v | v | v | v | v | v | v | v | v | v | v | v | v
Toshiba | AL15SEB (512n) | 10000 | 600GB | AL15SEB060N | 0103 | HEST10S3060 | v | v | v | v | v | v | v | v | v | v | v | v | v | v | v | v | v | v | v | v | v | v | v | v | v | v | v | v | v | v | v | v | v | v | v | v | v
Toshiba | AL15SEB (512n) | 10000 | 900GB | AL15SEB090N | 0103 | HEST10S3090 | v | v | v | v | v | v | v | v | v | v | v | v | v | v | v | v | v | v | v | v | v | v | v | v | v | v | v | v | v | v | v | v | v | v | v | v | v
Toshiba | AL15SEB (512n) | 10000 | 1.2TB | AL15SEB120N | 0103 | HEST10S3120 | v | v | v | v | v | v | v | v | v | v | v | v | v | v | v | v | v | v | v | v | v | v | v | v | v | v | v | v | v | v | v | v | v | v | v | v | v
Toshiba | AL15SEB (512e) | 10000 | 600GB | AL15SEB06EQ | 0103 |  | v | v | v | v | v | v | v | v | v | v | v | v | v | v | v | v | v | v | v | v | v | v | v | v | v | v | v |  | v | v | v | v | v | v | v | v | v
Toshiba | AL15SEB (512e) | 10000 | 900GB | AL15SEB09EQ | 0103 | HEST10S3090 | v | v | v | v | v | v | v | v | v | v | v | v | v | v | v | v | v | v | v | v | v | v | v | v | v | v | v |  | v | v | v | v | v | v | v | v | v
Toshiba | AL15SEB (512e) | 10000 | 1.2TB | AL15SEB12EQ | 0103 | HEST10S3120 | v | v | v | v | v | v | v | v | v | v | v | v | v | v | v | v | v | v | v | v | v | v | v | v | v | v | v |  | v | v | v | v | v | v | v | v | v
Toshiba | AL15SEB (512e) | 10000 | 1.8TB | AL15SEB18EQ | 0103 | HEST10S3180 | v | v | v | v | v | v | v | v | v | v | v | v | v | v | v | v | v | v | v | v | v | v | v | v | v | v | v |  | v | v | v | v | v | v | v | v | v
Toshiba | AL15SEB (512e) | 10000 | 2.4TB | AL15SEB24EQ | 0103 | HEST10S3240 | v | v | v | v | v | v | v | v | v | v | v | v | v | v | v | v | v | v | v | v | v | v | v | v | v | v | v |  | v | v | v | v | v | v | v | v | v
[EOS]Seagate | Exos 10E300 | 10000 | 300GB | ST300MM0048 | N003 | HESS10S3030 | v | v | v | v | v | v | [10 empty] | v | v | v | v | v | v | v | v | v | v | v |  | v | v | v | v | v | v | v | v | v

## SAS SSD
⇦Back to Index
Note:
*1: Purchasing additional tray parts (Drive tray for accomodating 2.5" HDD) is required for 3.5" drive side subsystems.
*2: SSD for GSa has to purchase from Infortrend
*3: Samsung PM1643 series not support SED function
*4: Including the compatibility of the JBOD that can use on these models
Vendor | Series | DWPD | Capacity | Model | Microcode | Infortrend FRU PN | GS 1000 Gen2, GSe 1000 Gen2 |  |  | GS 2000,GSe 2000 |  |  | GS 3000 G3, GSe 3000 G3 |  |  |  |  | GS 4000 G3, GSe 4000 G3 |  |  |  |  | GS 3000 Gen2, GSe 3000 Gen2 |  |  | GS 4000 Gen2, GSe 4000 Gen2 |  |  | GS 3000 Gen2 | GS 4000 Gen2 | GSc 2000 |  |  | GS 3000 Gen1/ GSe 3000 Gen1, GSc 3000 |  |  |  |  | GS 4000 Gen1 |  | GS 5000/ GSc 5000 |  | GSa 3000 Gen1*2 | GSa 5000*2 |  | GSa 2000*2 | GSa 3000 Gen2*2 | GSa 4000 Gen2*2
[7 empty] | GS 1012 GSe 1012 GS 1016 GSe 1016 | GS 1024 | GS 1024B | GS 2012 GSe 2012 GS 2016 GSe 2016 | GS 2024 | GS 2024B | GS 3012 GS 3016 GSe 3012 GSe 3016 | GS 3024 GSe 3024 | GS 3040T GSe 3040T | GS 3060T GSe 3060T | GS 3090T GSe 3090T | GS 4012 GS 4016 GSe 4012 GSe 4016 | GS 4024 GSe 4024 | GS 4040 GSe 4040 | GS 4060 GSe 4060 | GS 4090 GSe 4090 | GS 3012 GS 3016 GSe 3016 | GS 3024 GSe 3024 | GS 3025B | GS 4012 GS 4016 GSe 4016 | GS 4024 GSe 4024 | GS 4025B | GS 3060 *1 | GS 4060 *1 | GSc 2012 GSc 2016 | GSc 2024 | GSc 2024B | GS 3012 GSc 3012 GSe 3012 GS 3016 GSc 3016 GSe 3016 | GS 3024 GSc 3024 | GS 3024B GSc 3024B | GS 3025B GSc 3025B | GS 3060 GSc 3060 *1 | GS 4016 | GS 4024B | GS 5100 GSc 5100 | GS 5200 GSc 5200 | GSa 3025 | GSa 5100 | GSa 5200 | GSa 2024 | GSa 3025 | GSa 4025
Kioxia | PM7-R | 1 | 1.92TB | KPM71RUG1T92 B | 0103 | HNSTFLS31921 | v | v | v | v | v | v | v | v | v | v | v | v | v | v | v | v | v | v | v | v | v | v | [18 empty] | v
Kioxia | PM7-R | 1 | 3.84TB | KPM71RUG3T84 B | 0103 | HNSTFLS33481 | v | v | v | v | v | v | v | v | v | v | v | v | v | v | v | v | v | v | v | v | v | v
Kioxia | PM7-R | 1 | 7.68TB | KPM71RUG7T68 B | 0103 | HNSTFLS37681 | v | v | v | v | v | v | v | v | v | v | v | v | v | v | v | v | v | v | v | v | v | v
Kioxia | PM7-R | 1 | 15.36TB | KPM71RUG15T3 B | 0103 | HNSTFLS3T151 | v | v | v | v | v | v | v | v | v | v | v | v | v | v | v | v | v | v | v | v | v | v
Kioxia | PM7-V | 3 | 1.6TB | KPM71VUG1T60 B | 0103 | HMSTFLS31601 | v | v | v | v | v | v | v | v | v | v | v | v | v | v | v | v | v | v | v | v | v | v
Kioxia | PM7-V | 3 | 3.2TB | KPM71VUG3T20 B | 0103 | HMSTFLS33201 | v | v | v | v | v | v | v | v | v | v | v | v | v | v | v | v | v | v | v | v | v | v
Kioxia | PM7-V | 3 | 6.4TB | KPM71VUG6T40 B | 0103 | HMSTFLS36401 | v | v | v | v | v | v | v | v | v | v | v | v | v | v | v | v | v | v | v | v | v | v
Kioxia | PM7-V | 3 | 12.8TB | KPM71VUG12T8 B | 0103 | HMSTFLS3T121 | v | v | v | v | v | v | v | v | v | v | v | v | v | v | v | v | v | v | v | v | v | v
Samsung | PM1643a | 1 | 960GB | MZILT960HBHQ-00007 | GXA0 |  |  |  |  | v | v | v | [12 empty] | v |  |  | v |  |  | v | v | v | v |  | v
Samsung | PM1643a | 1 | 1.92TB | MZILT1T9HBJR-00007 | GXA0 |  |  |  |  | v | v | v | [12 empty] | v |  |  | v |  |  | v | v | v | v |  | v
Samsung | PM1643a | 1 | 3.84TB | MZILT3T8HBLS-00007 | GXA0 |  |  |  |  | v | v | v | [12 empty] | v |  |  | v |  |  | v | v | v | v |  | v
Samsung | PM1643a | 1 | 7.68TB | MZILT7T6HALA-00007 | GXA0 |  |  |  |  | v | v | v | [12 empty] | v |  |  | v |  |  | v | v | v | v |  | v
Samsung | PM1643a | 1 | 15.36TB | MZILT15THALA-00007 | GXA0 |  |  |  |  | v | v | v | [12 empty] | v |  |  | v |  |  | v | v | v | v |  | v
Samsung | PM1643a | 1 | 30.72TB | MZILT30THALA-00007 | GXA0 |  |  |  |  | v | v | v | [12 empty] | v |  |  | v |  |  | v | v | v | v |  | v
Seagate | Nytro 3350 | 1 | 960GB | XS960SE70045 | 0002 |  | v | v | v | v | v | v | v | v | v | v |  | v | v | v | v | v | v | v | v | v | v | v | v | v | v | v | v
Seagate | Nytro 3350 | 1 | 1.92TB | XS1920SE70045 | 0002 |  | v | v | v | v | v | v | v | v | v | v |  | v | v | v | v | v | v | v | v | v | v | v | v | v | v | v | v
Seagate | Nytro 3350 | 1 | 3.84TB | XS3840SE70045 | 0002 |  | v | v | v | v | v | v | v | v | v | v |  | v | v | v | v | v | v | v | v | v | v | v | v | v | v | v | v
Seagate | Nytro 3350 | 1 | 7.68TB | XS7680SE70045 | 0002 |  | v | v | v | v | v | v | v | v | v | v |  | v | v | v | v | v | v | v | v | v | v | v | v | v | v | v | v
Seagate | Nytro 3350 | 1 | 15.36TB | XS15360SE70045 | 0002 |  | v | v | v | v | v | v | v | v | v | v |  | v | v | v | v | v | v | v | v | v | v | v | v | v | v | v | v
Seagate | Nytro 3550 | 3 | 800GB | XS800LE70045 | 0002 |  | v | v | v | v | v | v | v | v | v | v |  | v | v | v | v | v | v | v | v | v | v | v | v | v | v | v | v
Seagate | Nytro 3550 | 3 | 1.6TB | XS1600LE70045 | 0002 |  | v | v | v | v | v | v | v | v | v | v |  | v | v | v | v | v | v | v | v | v | v | v | v | v | v | v | v
Seagate | Nytro 3550 | 3 | 3.2TB | XS3200LE70045 | 0002 |  | v | v | v | v | v | v | v | v | v | v |  | v | v | v | v | v | v | v | v | v | v | v | v | v | v | v | v
Seagate | Nytro 3550 | 3 | 6.4TB | XS6400LE70045 | 0002 |  | v | v | v | v | v | v | v | v | v | v |  | v | v | v | v | v | v | v | v | v | v | v | v | v | v | v | v
Seagate | Nytro 3750 | 10 | 400GB | XS400ME70045 | 0002 |  | v | v | v | v | v | v | v | v | v | v |  | v | v | v | v | v | v | v | v | v | v | v | v | v | v | v | v
Seagate | Nytro 3750 | 10 | 800GB | XS800ME70045 | 0002 |  | v | v | v | v | v | v | v | v | v | v |  | v | v | v | v | v | v | v | v | v | v | v | v | v | v | v | v
Seagate | Nytro 3750 | 10 | 1.6TB | XS1600ME70045 | 0002 |  | v | v | v | v | v | v | v | v | v | v |  | v | v | v | v | v | v | v | v | v | v | v | v | v | v | v | v
Seagate | Nytro 3750 | 10 | 3.2TB | XS3200ME70045 | 0002 |  | v | v | v | v | v | v | v | v | v | v |  | v | v | v | v | v | v | v | v | v | v | v | v | v | v | v | v
[EOS]Western Digital | Ultrastar DC SS530 (ISE) | 1 | 480GB | WUSTR1548ASS200 | A925 |  | v | v | v | v | v | v | [10 empty] | v | v | v | v | v | v | v | v | v | v | v | v | v | v | v | v | v | v | v | v
[EOS]Western Digital | Ultrastar DC SS530 (ISE) | 1 | 960GB | WUSTR1596ASS200 | A925 |  | v | v | v | v | v | v | [10 empty] | v | v | v | v | v | v | v | v | v | v | v | v | v | v | v | v | v | v | v | v
[EOS]Western Digital | Ultrastar DC SS530 (ISE) | 1 | 1.92TB | WUSTR1519ASS200 | A925 |  | v | v | v | v | v | v | [10 empty] | v | v | v | v | v | v | v | v | v | v | v | v | v | v | v | v | v | v | v | v
[EOS]Western Digital | Ultrastar DC SS530 (ISE) | 1 | 3.84TB | WUSTR1538ASS200 | A925 |  | v | v | v | v | v | v | [10 empty] | v | v | v | v | v | v | v | v | v | v | v | v | v | v | v | v | v | v | v | v
[EOS]Western Digital | Ultrastar DC SS530 (ISE) | 1 | 7.68TB | WUSTR1576ASS200 | A925 |  | v | v | v | v | v | v | [10 empty] | v | v | v | v | v | v | v | v | v | v | v | v | v | v | v | v | v | v | v | v
[EOS]Western Digital | Ultrastar DC SS530 (ISE) | 1 | 15.36TB | WUSTR1515ASS200 | A925 |  | v | v | v | v | v | v | [10 empty] | v | v | v | v | v | v | v | v | v | v | v | v | v | v | v | v | v | v | v | v
[EOS]Western Digital | Ultrastar DC SS530 (ISE) | 3 | 400GB | WUSTR6440ASS200 | A925 |  | v | v | v | v | v | v | [10 empty] | v | v | v | v | v | v | v | v | v | v | v | v | v | v | v | v | v | v | v | v
[EOS]Western Digital | Ultrastar DC SS530 (ISE) | 3 | 800GB | WUSTR6480ASS200 | A925 |  | v | v | v | v | v | v | [10 empty] | v | v | v | v | v | v | v | v | v | v | v | v | v | v | v | v | v | v | v | v
[EOS]Western Digital | Ultrastar DC SS530 (ISE) | 3 | 1.6TB | WUSTR6416ASS200 | A925 |  | v | v | v | v | v | v | [10 empty] | v | v | v | v | v | v | v | v | v | v | v | v | v | v | v | v | v | v | v | v
[EOS]Western Digital | Ultrastar DC SS530 (ISE) | 3 | 3.2TB | WUSTR6432ASS200 | A925 |  | v | v | v | v | v | v | [10 empty] | v | v | v | v | v | v | v | v | v | v | v | v | v | v | v | v | v | v | v | v
[EOS]Western Digital | Ultrastar DC SS530 (ISE) | 3 | 6.4TB | WUSTR6464ASS200 | A925 |  | v | v | v | v | v | v | [10 empty] | v | v | v | v | v | v | v | v | v | v | v | v | v | v | v | v | v | v | v | v
[EOS]Western Digital | Ultrastar DC SS530 (ISE) | 10 | 400GB | WUSTM3240ASS200 | A925 | HESWFLS3040 | v | v | v | v | v | v | [10 empty] | v | v | v | v | v | v | v | v | v | v | v | v | v | v | v | v | v | v | v | v | v | v | v | v | v | v
[EOS]Western Digital | Ultrastar DC SS530 (ISE) | 10 | 800GB | WUSTM3280ASS200 | A925 | HESWFLS3080 | v | v | v | v | v | v | [10 empty] | v | v | v | v | v | v | v | v | v | v | v | v | v | v | v | v | v | v | v | v | v | v | v | v | v | v
[EOS]Western Digital | Ultrastar DC SS530 (ISE) | 10 | 1.6TB | WUSTM3216ASS200 | A925 | HESWFLS3160 | v | v | v | v | v | v | [10 empty] | v | v | v | v | v | v | v | v | v | v | v | v | v | v | v | v | v | v | v | v | v | v | v | v | v | v
[EOS]Samsung | PM1643*3 | 1 | 960GB | MZILT960HAHQ | GXF2 | HNSAFLS3096 | v | v | v | v | v | v | [10 empty] | v | v | v | v | v | v |  |  | v | v | v | v | v | v | v | v | v | v | v | v | v | v | v | v | v | v
[EOS]Samsung | PM1643*3 | 1 | 1.92TB | MZILT1T9HAJQ | GXF2 | HNSAFLS3192 | v | v | v | v | v | v | [10 empty] | v | v | v | v | v | v |  |  | v | v | v | v | v | v | v | v | v | v | v | v | v | v | v | v | v | v
[EOS]Samsung | PM1643*3 | 1 | 3.84TB | MZILT3T8HALS | GXF2 | HNSAFLS3384 | v | v | v | v | v | v | [10 empty] | v | v | v | v | v | v |  |  | v | v | v | v | v | v | v | v | v | v | v | v | v | v | v | v | v | v
[EOS]Samsung | PM1643*3 | 1 | 7.68TB | MZILT7T6HMLA | GXF2 | HNSAFLS3768 | v | v | v | v | v | v | [10 empty] | v | v | v | v | v | v |  |  | v | v | v | v | v | v | v | v | v | v | v | v | v | v | v | v | v | v
[EOS]Samsung | PM1643*3 | 1 | 15.36TB | MZILT15THMLA | GXF2 | HNSAFLS3T15 | v | v | v | v | v | v | [10 empty] | v | v | v | v | v | v |  |  | v | v | v | v | v | v | v | v | v | v | v | v | v | v | v | v | v | v
[EOS]Samsung | PM1643*3 | 1 | 30.72TB | MZILT30THMLA | GXF2 |  | v | v | v | v | v | v | [10 empty] | v | v | v | v | v | v |  |  | v | v | v | v | v | v | v | v | v | v | v | v | v | v | v | v
[EOS]Seagate | Nytro 3332 | 1 | 960GB | XS960SE70084 | 0003 | HNSSFLS30961 | v | v | v | v | v | v | [10 empty] | v | v | v | v | v | v | v | v | v | v | v | v | v | v |  |  |  | v | v | v |  |  |  | v | v | v
[EOS]Seagate | Nytro 3332 | 1 | 1.92TB | XS1920SE70084 | 0003 | HNSSFLS31921 | v | v | v | v | v | v | [10 empty] | v | v | v | v | v | v | v | v | v | v | v | v | v | v |  |  |  | v | v | v |  |  |  | v | v | v
[EOS]Seagate | Nytro 3332 | 1 | 3.84TB | XS3840SE70084 | 0003 | HNSSFLS33841 | v | v | v | v | v | v | [10 empty] | v | v | v | v | v | v | v | v | v | v | v | v | v | v |  |  |  | v | v | v |  |  |  | v | v | v
[EOS]Seagate | Nytro 3332 | 1 | 7.68TB | XS7680SE70084 | 0003 | HNSSFLS37681 | v | v | v | v | v | v | [10 empty] | v | v | v | v | v | v | v | v | v | v | v | v | v | v |  |  |  | v | v | v |  |  |  | v | v | v
[EOS]Seagate | Nytro 3332 | 1 | 15.36TB | XS15360SE70084 | 0003 |  | v | v | v | v | v | v | [10 empty] | v | v | v | v | v | v | v | v | v | v | v | v | v | v |  |  |  | v | v | v |  |  |  | v | v | v
[EOS]Seagate | Nytro 3532 | 3 | 800GB | XS800LE70084 | 0003 | HMSSFLS30801 | v | v | v | v | v | v | [10 empty] | v | v | v | v | v | v | v | v | v | v | v | v | v | v |  |  |  | v | v | v |  |  |  | v | v | v
[EOS]Seagate | Nytro 3532 | 3 | 1.6TB | XS1600LE70084 | 0003 | HMSSFLS31601 | v | v | v | v | v | v | [10 empty] | v | v | v | v | v | v | v | v | v | v | v | v | v | v |  |  |  | v | v | v |  |  |  | v | v | v
[EOS]Seagate | Nytro 3532 | 3 | 3.2TB | XS3200LE70084 | 0003 | HMSSFLS33201 | v | v | v | v | v | v | [10 empty] | v | v | v | v | v | v | v | v | v | v | v | v | v | v |  |  |  | v | v | v |  |  |  | v | v | v
[EOS]Seagate | Nytro 3532 | 3 | 6.4TB | XS6400LE70084 | 0003 | HMSSFLS36401 | v | v | v | v | v | v | [10 empty] | v | v | v | v | v | v | v | v | v | v | v | v | v | v |  |  |  | v | v | v |  |  |  | v | v | v
[EOS]Seagate | Nytro 3332 (SED) | 1 | 960GB | XS960SE70094 | 0102 |  | v | v | v | v | v | v | [10 empty] | v | v | v | v | v | v | v | v | v | v | v | v |  | v
[EOS]Seagate | Nytro 3332 (SED) | 1 | 1.92TB | XS1920SE70094 | 0102 |  | v | v | v | v | v | v | [10 empty] | v | v | v | v | v | v | v | v | v | v | v | v |  | v
[EOS]Seagate | Nytro 3332 (SED) | 1 | 3.84TB | XS3840SE70094 | 0102 |  | v | v | v | v | v | v | [10 empty] | v | v | v | v | v | v | v | v | v | v | v | v |  | v
[EOS]Seagate | Nytro 3332 (SED) | 1 | 7.68TB | XS7680SE70094 | 0102 |  | v | v | v | v | v | v | [10 empty] | v | v | v | v | v | v | v | v | v | v | v | v |  | v
[EOS]Seagate | Nytro 3332 (SED) | 1 | 15.36TB | XS15360SE70094 | 0102 |  | v | v | v | v | v | v | [10 empty] | v | v | v | v | v | v | v | v | v | v | v | v |  | v
[EOS]Seagate | Nytro 3532 (SED) | 3 | 800GB | XS800LE70094 | 0102 |  | v | v | v | v | v | v | [10 empty] | v | v | v | v | v | v | v | v | v | v | v | v |  | v
[EOS]Seagate | Nytro 3532 (SED) | 3 | 1.6TB | XS1600LE70094 | 0102 |  | v | v | v | v | v | v | [10 empty] | v | v | v | v | v | v | v | v | v | v | v | v |  | v
[EOS]Seagate | Nytro 3532 (SED) | 3 | 3.2TB | XS3200LE70094 | 0102 |  | v | v | v | v | v | v | [10 empty] | v | v | v | v | v | v | v | v | v | v | v | v |  | v
[EOS]Seagate | Nytro 3532 (SED) | 3 | 6.4TB | XS6400LE70094 | 0102 |  | v | v | v | v | v | v | [10 empty] | v | v | v | v | v | v | v | v | v | v | v | v |  | v
[EOS]Seagate | Nytro 3732 (SED) | 10 | 400GB | XS400ME70094 | 0102 |  | v | v | v | v | v | v | [10 empty] | v | v | v | v | v | v | v | v | v | v | v | v |  | v
[EOS]Seagate | Nytro 3732 (SED) | 10 | 800GB | XS800ME70094 | 0102 |  | v | v | v | v | v | v | [10 empty] | v | v | v | v | v | v | v | v | v | v | v | v |  | v
[EOS]Seagate | Nytro 3732 (SED) | 10 | 1.6TB | XS1600ME70094 | 0102 |  | v | v | v | v | v | v | [10 empty] | v | v | v | v | v | v | v | v | v | v | v | v |  | v
[EOS]Seagate | Nytro 3732 (SED) | 10 | 3.2TB | XS3200ME70094 | 0102 |  | v | v | v | v | v | v | [10 empty] | v | v | v | v | v | v | v | v | v | v | v | v |  | v
[EOS]Seagate | Nytro 3332 (FIPS 140-2) | 1 | 960GB | XS960SE70104 | 0202 |  | v | v | v | v | v | v | [10 empty] | v | v | v | v | v | v | v | v | v | v | v | v |  | v
[EOS]Seagate | Nytro 3332 (FIPS 140-2) | 1 | 1.92TB | XS1920SE70104 | 0202 |  | v | v | v | v | v | v | [10 empty] | v | v | v | v | v | v | v | v | v | v | v | v |  | v
[EOS]Seagate | Nytro 3332 (FIPS 140-2) | 1 | 3.84TB | XS3840SE70104 | 0202 |  | v | v | v | v | v | v | [10 empty] | v | v | v | v | v | v | v | v | v | v | v | v |  | v
[EOS]Seagate | Nytro 3332 (FIPS 140-2) | 1 | 7.68TB | XS7680SE70104 | 0202 |  | v | v | v | v | v | v | [10 empty] | v | v | v | v | v | v | v | v | v | v | v | v |  | v
[EOS]Seagate | Nytro 3332 (FIPS 140-2) | 1 | 15.36TB | XS15360SE70104 | 0202 |  | v | v | v | v | v | v | [10 empty] | v | v | v | v | v | v | v | v | v | v | v | v |  | v
[EOS]Seagate | Nytro 3532 (FIPS 140-2) | 3 | 800GB | XS800LE70104 | 0202 |  | v | v | v | v | v | v | [10 empty] | v | v | v | v | v | v | v | v | v | v | v | v |  | v
[EOS]Seagate | Nytro 3532 (FIPS 140-2) | 3 | 1.6TB | XS1600LE70104 | 0202 |  | v | v | v | v | v | v | [10 empty] | v | v | v | v | v | v | v | v | v | v | v | v |  | v
[EOS]Seagate | Nytro 3532 (FIPS 140-2) | 3 | 3.2TB | XS3200LE70104 | 0202 |  | v | v | v | v | v | v | [10 empty] | v | v | v | v | v | v | v | v | v | v | v | v |  | v
[EOS]Seagate | Nytro 3732 (FIPS 140-2) | 10 | 1.6TB | XS1600ME70104 | 0202 |  | v | v | v | v | v | v | [10 empty] | v | v | v | v | v | v | v | v | v | v | v | v |  | v
[EOS]Seagate | Nytro 3732 (FIPS 140-2) | 10 | 3.2TB | XS3200ME70104 | 0202 |  | v | v | v | v | v | v | [10 empty] | v | v | v | v | v | v | v | v | v | v | v | v |  | v
[EOS]Seagate | Nytro 3131 | 1 | 3.84TB | XS3840TE70004 | 0004 |  |  |  | v |  |  | v | [10 empty] | v | v | v | v | v | v | v | v |  |  | v
[EOS]Seagate | Nytro 3131 | 1 | 7.68TB | XS7680TE70004 | 0004 |  | v | v | v | v | v | v | [10 empty] | v | v | v | v | v | v | v | v | v | v | v | v | v | v | v | v | v | v | v | v
[EOS]Seagate | Nytro 3131 | 1 | 15.36TB | XS15360TE70004 | 0004 |  | v | v | v | v | v | v | [10 empty] | v | v | v | v | v | v | v | v | v | v | v | v | v | v | v | v | v | v | v | v
[EOS]Seagate | Nytro 3331 | 1 | 960GB | XS960SE70004 | 0004 |  | v | v | v | v | v | v | [10 empty] | v | v | v | v | v | v | v | v | v | v | v | v | v | v | v | v | v | v | v | v | v | v | v | v | v | v
[EOS]Seagate | Nytro 3331 | 1 | 1.92TB | XS1920SE70004 | 0004 |  | v | v | v | v | v | v | [10 empty] | v | v | v | v | v | v | v | v | v | v | v | v | v | v | v | v | v | v | v | v | v | v | v | v | v | v
[EOS]Seagate | Nytro 3331 | 1 | 3.84TB | XS3840SE7000 | 0004 |  | v | v | v | v | v | v | [10 empty] | v | v | v | v | v | v | v | v | v | v | v | v | v | v | v | v | v | v | v | v | v | v | v | v | v | v
[EOS]Seagate | Nytro 3331 | 1 | 7.68TB | XS7680SE70004 | 0004 |  | v | v | v | v | v | v | [10 empty] | v | v | v | v | v | v | v | v | v | v | v | v | v | v | v | v | v | v | v | v | v | v | v | v | v | v
[EOS]Seagate | Nytro 3531 | 3 | 800GB | XS800LE70004 | 0004 |  | v | v | v | v | v | v | [10 empty] | v | v | v | v | v | v | v | v | v | v | v | v | v | v | v | v | v | v | v | v | v | v | v | v | v | v
[EOS]Seagate | Nytro 3531 | 3 | 1.6TB | XS1600LE70004 | 0004 |  | v | v | v | v | v | v | [10 empty] | v | v | v | v | v | v | v | v | v | v | v | v | v | v | v | v | v | v | v | v | v | v | v | v | v | v
[EOS]Seagate | Nytro 3531 | 3 | 3.2TB | XS3200LE70004 | 0004 |  | v | v | v | v | v | v | [10 empty] | v | v | v | v | v | v | v | v | v | v | v | v | v | v | v | v | v | v | v | v | v | v | v | v | v | v
[EOS]Seagate | Nytro 3531 | 3 | 6.4TB | XS6400LE70004 | 0004 |  | v | v | v | v | v | v | [10 empty] | v | v | v | v | v | v | v | v | v | v | v | v | v | v | v | v | v | v | v | v | v | v | v | v | v | v
[EOS]Seagate | Nytro 3731 | 10 | 400GB | XS400ME70004 | 0004 |  | v | v | v | v | v | v | [10 empty] | v | v | v | v | v | v | v | v | v | v | v | v | v | v | v | v | v | v | v | v | v | v | v | v | v | v
[EOS]Seagate | Nytro 3731 | 10 | 800GB | XS800ME70004 | 0004 |  | v | v | v | v | v | v | [10 empty] | v | v | v | v | v | v | v | v | v | v | v | v | v | v | v | v | v | v | v | v | v | v | v | v | v | v
[EOS]Seagate | Nytro 3731 | 10 | 1.6TB | XS1600ME70004 | 0004 |  | v | v | v | v | v | v | [10 empty] | v | v | v | v | v | v | v | v | v | v | v | v | v | v | v | v | v | v | v | v | v | v | v | v | v | v
[EOS]Seagate | Nytro 3731 | 10 | 3.2TB | XS3200ME70004 | 0004 |  | v | v | v | v | v | v | [10 empty] | v | v | v | v | v | v | v | v | v | v | v | v | v | v | v | v | v | v | v | v | v | v | v | v | v | v
[EOS]Seagate | Nytro 3131 (SED) | 1 | 3.84TB | XS3840TE70014 | 0104 |  | v | v | v | v | v | v | [10 empty] | v | v | v | v | v | v | v | v | v | v | v | v | v | v | v | v | v | v
[EOS]Seagate | Nytro 3132 (SED) | 1 | 7.68TB | XS7680TE70014 | 0104 |  | v | v | v | v | v | v | [10 empty] | v | v | v | v | v | v | v | v | v | v | v | v | v | v | v | v | v | v
[EOS]Seagate | Nytro 3133 (SED) | 1 | 15.36TB | XS15360TE70014 | 0104 |  | v | v | v | v | v | v | [10 empty] | v | v | v | v | v | v | v | v | v | v | v | v | v | v | v | v | v | v
[EOS]Seagate | Nytro 3331 (SED) | 1 | 960GB | XS960SE70014 | 0104 |  | v | v | v | v | v | v | [10 empty] | v | v | v | v | v | v | v | v | v | v | v | v | v | v | v | v | v | v
[EOS]Seagate | Nytro 3331 (SED) | 1 | 1.92TB | XS1920SE70014 | 0104 |  | v | v | v | v | v | v | [10 empty] | v | v | v | v | v | v | v | v | v | v | v | v | v | v | v | v | v | v
[EOS]Seagate | Nytro 3331 (SED) | 1 | 3.84TB | XS3840SE70014 | 0104 |  | v | v | v | v | v | v | [10 empty] | v | v | v | v | v | v | v | v | v | v | v | v | v | v | v | v | v | v
[EOS]Seagate | Nytro 3331 (SED) | 1 | 7.68TB | XS7680SE70014 | 0104 |  | v | v | v | v | v | v | [10 empty] | v | v | v | v | v | v | v | v | v | v | v | v | v | v | v | v | v | v
[EOS]Seagate | Nytro 3531 (SED) | 3 | 800GB | XS800LE70014 | 0104 |  | v | v | v | v | v | v | [10 empty] | v | v | v | v | v | v | v | v | v | v | v | v | v | v | v | v | v | v
[EOS]Seagate | Nytro 3531 (SED) | 3 | 1.6TB | XS1600LE70014 | 0104 |  | v | v | v | v | v | v | [10 empty] | v | v | v | v | v | v | v | v | v | v | v | v | v | v | v | v | v | v
[EOS]Seagate | Nytro 3531 (SED) | 3 | 3.2TB | XS3200LE70014 | 0104 |  | v | v | v | v | v | v | [10 empty] | v | v | v | v | v | v | v | v | v | v | v | v | v | v | v | v | v | v
[EOS]Seagate | Nytro 3531 (SED) | 3 | 6.4TB | XS6400LE70014 | 0104 |  | v | v | v | v | v | v | [10 empty] | v | v | v | v | v | v | v | v | v | v | v | v | v | v | v | v | v | v
[EOS]Seagate | Nytro 3731 (SED) | 10 | 400GB | XS400ME70014 | 0104 |  | v | v | v | v | v | v | [10 empty] | v | v | v | v | v | v | v | v | v | v | v | v | v | v | v | v | v | v
[EOS]Seagate | Nytro 3731 (SED) | 10 | 800GB | XS800ME70014 | 0104 |  | v | v | v | v | v | v | [10 empty] | v | v | v | v | v | v | v | v | v | v | v | v | v | v | v | v | v | v
[EOS]Seagate | Nytro 3731 (SED) | 10 | 1.6TB | XS1600ME70014 | 0104 |  | v | v | v | v | v | v | [10 empty] | v | v | v | v | v | v | v | v | v | v | v | v | v | v | v | v | v | v
[EOS]Seagate | Nytro 3731 (SED) | 10 | 3.2TB | XS3200ME70014 | 0104 |  | v | v | v | v | v | v | [10 empty] | v | v | v | v | v | v | v | v | v | v | v | v | v | v | v | v | v | v
[EOS]Seagate | Nytro 3131 (FIPS 140-2) | 1 | 15.36TB | XS15360TE70024 | 0203 |  | - | - | - | - | - | - | [23 empty] | v |  |  |  | v
[EOS]Seagate | Nytro 3331 (FIPS 140-2) | 1 | 960GB | XS960SE70024 | 0203 |  | - | - | - | - | - | - | [23 empty] | v |  |  |  | v
[EOS]Seagate | Nytro 3331 (FIPS 140-2) | 1 | 1.92TB | XS1920SE70024 | 0203 |  | - | - | - | - | - | - | [23 empty] | v |  |  |  | v
[EOS]Seagate | Nytro 3331 (FIPS 140-2) | 1 | 3.84TB | XS3840SE70024 | 0203 |  | - | - | - | - | - | - | [23 empty] | v |  |  |  | v
[EOS]Seagate | Nytro 3331 (FIPS 140-2) | 1 | 7.68TB | XS7680SE70024 | 0203 |  | - | - | - | - | - | - | [23 empty] | v |  |  |  | v
[EOS]Seagate | Nytro 3531 (FIPS 140-2) | 3 | 800GB | XS800LE70024 | 0203 |  | - | - | - | - | - | - | [23 empty] | v |  |  |  | v
[EOS]Seagate | Nytro 3531 (FIPS 140-2) | 3 | 1.6TB | XS1600LE70024 | 0203 |  | - | - | - | - | - | - | [23 empty] | v |  |  |  | v
[EOS]Seagate | Nytro 3531 (FIPS 140-2) | 3 | 3.2TB | XS3200LE70024 | 0203 |  | - | - | - | - | - | - | [23 empty] | v |  |  |  | v
[EOS]Seagate | Nytro 3731 (FIPS 140-2) | 10 | 1.6TB | XS1600ME70024 | 0203 |  | - | - | - | - | - | - | [23 empty] | v |  |  |  | v
[EOS]Seagate | Nytro 3731 (FIPS 140-2) | 10 | 3.2TB | XS3200ME70024 | 0203 |  | - | - | - | - | - | - | [23 empty] | v |  |  |  | v
[EOS]Seagate | Nytro 3732 | 10 | 400GB | XS400ME70084 | 0002 | HESSFLS30401 | v | v | v | v | v | v | [10 empty] | v | v | v | v | v | v | v | v | v | v | v | v | v | v |  |  |  | v | v | v |  |  |  | v | v | v
[EOS]Seagate | Nytro 3732 | 10 | 800GB | XS800ME70084 | 0002 | HESSFLS30801 | v | v | v | v | v | v | [10 empty] | v | v | v | v | v | v | v | v | v | v | v | v | v | v |  |  |  | v | v | v |  |  |  | v | v | v
[EOS]Seagate | Nytro 3732 | 10 | 1.6TB | XS1600ME70084 | 0002 | HESSFLS31601 | v | v | v | v | v | v | [10 empty] | v | v | v | v | v | v | v | v | v | v | v | v | v | v |  |  |  | v | v | v |  |  |  | v | v | v
[EOS]Seagate | Nytro 3732 | 10 | 3.2TB | XS3200ME70084 | 0002 | HESSFLS33201 | v | v | v | v | v | v | [10 empty] | v | v | v | v | v | v | v | v | v | v | v | v | v | v |  |  |  | v | v | v |  |  |  | v | v | v
[EOS]Kioxia | PM6-R | 1 | 960GB | KPM61RUG960G | 0107 |  | v | v | v | v | v | v | v | v | v | v |  | v | v | v | v |  | v | v | v | v | v | v | v | v | v | v | v | v |  | v | [10 empty] | v
[EOS]Kioxia | PM6-V | 3 | 800GB | KPM61VUG800G | 0107 |  | v | v | v | v | v | v | v | v | v | v |  | v | v | v | v |  | v | v | v | v | v | v | v | v | v | v | v | v |  | v | [10 empty] | v
[EOS]Kioxia | PM6-V | 3 | 960GB | KPM61VUG960G | 0107 |  | v | v | v | v | v | v | v | v | v | v |  | v | v | v | v |  | v | v | v | v | v | v | v | v | v | v | v | v |  | v | [10 empty] | v
[EOS]Kioxia | PM5-R | 1 | 480GB | KPM51RUG480G | 0107 | HNSTFLS30481 | v | v | v | v | v | v | [10 empty] | v | v | v | v | v | v | v | v | v | v | v | v | v | v | v | v | v | v | v | v | v | v | v | v | v | v
[EOS]Kioxia | PM5-R | 1 | 960GB | KPM51RUG960G | 0107 | HNSTFLS30961 | v | v | v | v | v | v | [10 empty] | v | v | v | v | v | v | v | v | v | v | v | v | v | v | v | v | v | v | v | v | v | v | v | v | v | v
[EOS]Kioxia | PM5-R | 1 | 1.92TB | KPM51RUG1T92 | 0107 |  | v | v | v | v | v | v | [10 empty] | v | v | v | v | v | v | v | v | v | v | v | v | v | v | v | v | v | v | v | v | v | v | v | v | v | v
[EOS]Kioxia | PM5-R | 1 | 3.84TB | KPM51RUG3T84 | 0107 |  | v | v | v | v | v | v | [10 empty] | v | v | v | v | v | v | v | v | v | v | v | v | v | v | v | v | v | v | v | v | v | v | v | v | v | v
[EOS]Kioxia | PM5-R | 1 | 7.68TB | KPM51RUG7T68 | 0107 |  | v | v | v | v | v | v | [10 empty] | v | v | v | v | v | v | v | v | v | v | v | v | v | v | v | v | v | v | v | v | v | v | v | v | v | v
[EOS]Kioxia | PM5-R | 1 | 15.36TB | KPM51RUG15T3 | 0107 | HNSTFLS3T151 | v | v | v | v | v | v | [10 empty] | v | v | v | v | v | v | v | v | v | v | v | v | v | v | v | v | v | v | v | v | v | v | v | v | v | v
[EOS]Kioxia | PM5-V | 3 | 400GB | KPM51VUG400G | 0107 | HMSTFLS30401 | v | v | v | v | v | v | [10 empty] | v | v | v | v | v | v | v | v | v | v | v | v | v | v | v | v | v | v | v | v | v | v | v | v | v | v
[EOS]Kioxia | PM5-V | 3 | 800GB | KPM51VUG800G | 0107 | HMSTFLS30801 | v | v | v | v | v | v | [10 empty] | v | v | v | v | v | v | v | v | v | v | v | v | v | v | v | v | v | v | v | v | v | v | v | v | v | v
[EOS]Kioxia | PM5-V | 3 | 1.6TB | KPM51VUG1T60 | 0107 | HMSTFLS31601 | v | v | v | v | v | v | [10 empty] | v | v | v | v | v | v | v | v | v | v | v | v | v | v | v | v | v | v | v | v | v | v | v | v | v | v
[EOS]Kioxia | PM5-V | 3 | 3.2TB | KPM51VUG3T20 | 0107 | HMSTFLS33201 | v | v | v | v | v | v | [10 empty] | v | v | v | v | v | v | v | v | v | v | v | v | v | v | v | v | v | v | v | v | v | v | v | v | v | v
[EOS]Kioxia | PM5-V | 3 | 6.4TB | KPM51VUG6T40 | 0107 | HMSTFLS36401 | v | v | v | v | v | v | [10 empty] | v | v | v | v | v | v | v | v | v | v | v | v | v | v | v | v | v | v | v | v | v | v | v | v | v | v
[EOS]Kioxia | PM5-B | 5 | 400GB | KPM51BUG400G | 0107 |  | v | v | v | v | v | v | [10 empty] | v | v | v | v | v | v | v | v | v | v | v | v | v | v | v | v | v | v | v | v
[EOS]Kioxia | PM5-B | 5 | 800GB | KPM51BUG800G | 0107 |  | v | v | v | v | v | v | [10 empty] | v | v | v | v | v | v | v | v | v | v | v | v | v | v | v | v | v | v | v | v
[EOS]Kioxia | PM5-B | 5 | 1.6TB | KPM51BUG1T60 | 0107 |  | v | v | v | v | v | v | [10 empty] | v | v | v | v | v | v | v | v | v | v | v | v | v | v | v | v | v | v | v | v
[EOS]Kioxia | PM5-B | 5 | 3.2TB | KPM51BUG3T20 | 0107 |  | v | v | v | v | v | v | [10 empty] | v | v | v | v | v | v | v | v | v | v | v | v | v | v | v | v | v | v | v | v
[EOS]Kioxia | PM5-M | 10 | 400GB | KPM51MUG400G | 0107 | HESTFLS30401 | v | v | v | v | v | v | [10 empty] | v | v | v | v | v | v | v | v | v | v | v | v | v | v | v | v | v | v | v | v | v | v | v | v | v | v
[EOS]Kioxia | PM5-M | 10 | 800GB | KPM51MUG800G | 0107 | HESTFLS30801 | v | v | v | v | v | v | [10 empty] | v | v | v | v | v | v | v | v | v | v | v | v | v | v | v | v | v | v | v | v | v | v | v | v | v | v
[EOS]Kioxia | PM5-M | 10 | 1.6TB | KPM51MUG1T60 | 0107 | HESTFLS31601 | v | v | v | v | v | v | [10 empty] | v | v | v | v | v | v | v | v | v | v | v | v | v | v | v | v | v | v | v | v | v | v | v | v | v | v
[EOS]Kioxia | PM5-M | 10 | 3.2TB | KPM51MUG3T20 | 0107 | HESTFLS33201 | v | v | v | v | v | v | [10 empty] | v | v | v | v | v | v | v | v | v | v | v | v | v | v | v | v | v | v | v | v | v | v | v | v | v | v
[EOS]Kioxia | PM6-M | 10 | 400GB | KPM61MUG400G | 0102 | HESTFLS30401 | v | v | v | v | v | v | [10 empty] | v | v | v | v | v | v | v | v | v | v | v | v |  | v
[EOS]Kioxia | PM6-M | 10 | 800GB | KPM61MUG800G | 0102 | HESTFLS30801 | v | v | v | v | v | v | [10 empty] | v | v | v | v | v | v | v | v | v | v | v | v |  | v
[EOS]Kioxia | PM6-M | 10 | 1.6TB | KPM61MUG1T60 | 0102 | HESTFLS31601 | v | v | v | v | v | v | [10 empty] | v | v | v | v | v | v | v | v | v | v | v | v |  | v
[EOS]Kioxia | PM6-M | 10 | 3.2TB | KPM61MUG3T20 | 0102 | HESTFLS33201 | v | v | v | v | v | v | [10 empty] | v | v | v | v | v | v |  | v | v | v | v | v |  | v
[EOS]Kioxia | PM6-R | 1 | 1.92TB | KPM61RUG1T92 | 0107 |  | v | v | v | v | v | v | v | v | v | v | v | v | v | v | v | v | v | v | v | v | v | v | v | v | v | v | v | v |  | v | [10 empty] | v
[EOS]Kioxia | PM6-R | 1 | 3.84TB | KPM61RUG3T84 | 0107 |  | v | v | v | v | v | v | v | v | v | v | v | v | v | v | v | v | v | v | v | v | v | v | v | v | v | v | v | v |  | v | [10 empty] | v
[EOS]Kioxia | PM6-R | 1 | 7.68TB | KPM61RUG7T68 | 0107 |  | v | v | v | v | v | v | v | v | v | v | v | v | v | v | v | v | v | v | v | v | v | v | v | v | v | v | v | v |  | v | [10 empty] | v
[EOS]Kioxia | PM6-R | 1 | 15.36TB | KPM61RUG15T3 | 0107 |  | v | v | v | v | v | v | v | v | v | v | v | v | v | v | v | v | v | v | v | v | v | v | v | v | v | v | v | v |  | v | [10 empty] | v
[EOS]Kioxia | PM6-V | 3 | 1.6TB | KPM61VUG1T60 | 0107 |  | v | v | v | v | v | v | v | v | v | v | v | v | v | v | v | v | v | v | v | v | v | v | v | v | v | v | v | v |  | v | [10 empty] | v
[EOS]Kioxia | PM6-V | 3 | 1.92TB | KPM61VUG1T92 | 0107 |  | v | v | v | v | v | v | v | v | v | v | v | v | v | v | v | v | v | v | v | v | v | v | v | v | v | v | v | v |  | v | [10 empty] | v
[EOS]Kioxia | PM6-V | 3 | 3.2TB | KPM61VUG3T20 | 0107 |  | v | v | v | v | v | v | v | v | v | v | v | v | v | v | v | v | v | v | v | v | v | v | v | v | v | v | v | v |  | v | [10 empty] | v
[EOS]Kioxia | PM6-V | 3 | 3.84TB | KPM61VUG3T84 | 0107 |  | v | v | v | v | v | v | v | v | v | v | v | v | v | v | v | v | v | v | v | v | v | v | v | v | v | v | v | v |  | v | [10 empty] | v
[EOS]Kioxia | PM6-V | 3 | 6.4TB | KPM61VUG6T40 | 0107 |  | v | v | v | v | v | v | v | v | v | v | v | v | v | v | v | v | v | v | v | v | v | v | v | v | v | v | v | v |  | v | [10 empty] | v
[EOS]Kioxia | PM6-V | 3 | 7.68TB | KPM61VUG7T68 | 0107 |  | v | v | v | v | v | v | v | v | v | v | v | v | v | v | v | v | v | v | v | v | v | v | v | v | v | v | v | v |  | v | [10 empty] | v
[EOS]Kioxia | PM6-V | 3 | 12.8TB | KPM61VUG12T8 | 0107 |  | v | v | v | v | v | v | v | v | v | v | v | v | v | v | v | v | v | v | v | v | v | v | v | v | v | v | v | v |  | v | [10 empty] | v

## SATA SSD
⇦Back to Index
Note:
*1: Purchasing additional tray parts (Drive tray for accomodating 2.5" HDD) is required for 3.5" drive side subsystems.
*2: SSD for GSa has to purchase from Infortrend
*3: 4U60-bay model didn't support Bridge boards.SATA SSD can use in Generic model only
*4: Including the compatibility of the JBOD that can use on these models
Vendor | Series | DWPD | Capacity | Model | Microcode | Infortrend FRU PN | GS 1000 Gen2/GSe 1000 Gen2 |  |  | GS 2000, GSe 2000 |  |  | GS 3000 Gen2, GSe 3000 Gen2 |  |  | GS 4000 Gen2, GSe 4000 Gen2 |  |  | GS 3000 Gen2 | GS 4000 Gen2 | GSc 2000 |  |  | GS 3000 Gen1/ GSe 3000 Gen1, GSc 3000 |  |  |  |  | GS 4000 Gen1 |  | GS 5000/ GSc 5000 |  | GSa 3000 Gen1*2 | GSa 5000*2 |  | GSa 2000 *2 | GSa 3000 Gen2*2 | GSa 4000 Gen2*2
[7 empty] | GS 1012 GSe 1012 GS 1016 GSe 1016 | GS 1024 | GS 1024B | GS 2012 GSe 2012 GS 2016 GSe 2016 *2 | GS 2024 *2 | GS 2024B | GS 3012 GS 3016 GSe 3016 | GS 3024 GSe 3024 | GS 3025B | GS 4012 GS 4016 GSe 4016 | GS 4024 GSe 4024 | GS 4025B | GS 3060 *1*3 | GS 4060 *1*3 | GSc 2012 GSc 2016 | GSc 2024 | GSc 2024B | GS 3012 GSc 3012 GSe 3012 GS 3016 GSc 3016 GSe 3016 *2 | GS 3024 GSc 3024 *2 | GS 3024B GSc 3024B | GS 3025B GSc 3025B | GS 3060 GSc 3060 *1*3 | GS 4016 | GS 4024B | GS 5100 GSc 5100 | GS 5200 GSc 5200 | GSa 3025 | GSa 5100 | GSa 5200 | GSa 2024 | GSa 3025 | GSa 4025
Micron | 5400 PRO | 1.5 | 1.92TB | MTFDDAK1T9TGA-1BC1ZABYY | D4MU002 |  | v | v | v | v | v | v | [13 empty] | v
Micron | 5400 PRO | 1.5 | 3.84TB | MTFDDAK3T8TGA-1BC1ZABYY | D4MU402 |  | v | v | v | v | v | v | [13 empty] | v
Micron | 5400 PRO | 1.5 | 7.68TB | MTFDDAK7T6TGA-1BC1ZABYY | D4MU802 |  | v | v | v | v | v | v | [13 empty] | v
Micron | 5300 PRO | 1 | 240GB | MTFDDAK240TDS-1AW1ZABYY | D3MU001 |  | v | v | v | v | v | v | v | v | v | v | v | v | v | v | v | v | v | v | v | v | v | v | v | v | v | v
Micron | 5300 PRO | 1 | 480GB | MTFDDAK480TDS-1AW1ZABYY | D3MU001 |  | v | v | v | v | v | v | v | v | v | v | v | v | v | v | v | v | v | v | v | v | v | v | v | v | v | v |  |  |  | v | v | v
Micron | 5300 PRO | 1 | 960GB | MTFDDAK960TDS-1AW1ZABYY | D3MU001 | HNSCFLA3096 | v | v | v | v | v | v | v | v | v | v | v | v | v | v | v | v | v | v | v | v | v | v | v | v | v | v |  |  |  | v | v | v
Micron | 5300 PRO | 1 | 1.92TB | MTFDDAK1T9TDS-1AW1ZABYY | D3MU001 | HNSCFLA3192 | v | v | v | v | v | v | v | v | v | v | v | v | v | v | v | v | v | v | v | v | v | v | v | v | v | v | v |  |  | v | v | v
Micron | 5300 PRO | 1 | 3.84TB | MTFDDAK3T8TDS-1AW1ZABYY | D3MU401 | HNSCFLA3384 | v | v | v | v | v | v | v | v | v | v | v | v | v | v | v | v | v | v | v | v | v | v | v | v | v | v |  |  |  | v | v | v
Micron | 5300 PRO | 1 | 7.68TB | MTFDDAK7T6TDS-1AW1ZABYY | D3MU801 | HNSCFLA3768 | v | v | v | v | v | v | v | v | v | v | v | v | v | v | v | v | v | v | v | v | v | v | v | v | v | v | v |  |  | v | v | v
[EOS]Kioxia | HK6-R | 1 | 480GB | KHK61RSE480G | 1DET6101 |  | v | v | v | v | v | v | v | v | v | v | v | v | v | v | v | v | v | v | v | v | v | v | v | v | v | v | v | v | v | v | v | v
[EOS]Kioxia | HK6-R | 1 | 960GB | KHK61RSE960G | 1DET6101 |  | v | v | v | v | v | v | v | v | v | v | v | v | v | v | v | v | v | v | v | v | v | v | v | v | v | v | v | v | v | v | v | v
[EOS]Kioxia | HK6-R | 1 | 1.92TB | KHK61RSE1T92 | 1DET6101 |  | v | v | v | v | v | v | v | v | v | v | v | v | v | v | v | v | v | v | v | v | v | v | v | v | v | v | v | v | v | v | v | v
[EOS]Kioxia | HK6-R | 1 | 3.84TB | KHK61RSE3T84 | 1DET6101 |  | v | v | v | v | v | v | v | v | v | v | v | v | v | v | v | v | v | v | v | v | v | v | v | v | v | v | v | v | v | v | v | v
[EOS]Kioxia | HK6-R | 1 | 7.68TB | KHK61RSE7T68 | 1DET6101 |  | v | v | v | v | v | v | v | v | v | v | v | v | v | v | v | v | v | v | v | v | v | v | v | v | v | v | v | v | v | v | v | v
[EOS]Kioxia | HK6-V | 3 | 480GB | KHK61VSE480G | 1DET6101 |  | v | v | v | v | v | v | v | v | v | v | v | v | v | v | v | v | v | v | v | v | v | v | v | v | v | v | v | v | v | v | v | v
[EOS]Kioxia | HK6-V | 3 | 960GB | KHK61VSE960G | 1DET6101 |  | v | v | v | v | v | v | v | v | v | v | v | v | v | v | v | v | v | v | v | v | v | v | v | v | v | v | v | v | v | v | v | v
[EOS]Kioxia | HK6-V | 3 | 1.92TB | KHK61VSE1T92 | 1DET6101 |  | v | v | v | v | v | v | v | v | v | v | v | v | v | v | v | v | v | v | v | v | v | v | v | v | v | v | v | v | v | v | v | v
[EOS]Kioxia | HK6-V | 3 | 3.84GB | KHK61VSE3T84 | 1DET6101 |  | v | v | v | v | v | v | v | v | v | v | v | v | v | v | v | v | v | v | v | v | v | v | v | v | v | v | v | v | v | v | v | v
[EOS]Micron | 5210 ION | 0.25 | 1.92TB | MTFDDAK1T9QDE-2AV1ZABYY | D2MU001 |  | v | v | v | v | v | v | v | v | v | v | v | v | v | v | v | v | v | v | v | v | v | v
[EOS]Micron | 5200 Pro | 1.3 | 960GB | MTFDDAK960TDD-1AT1ZABYY | D1MU020 |  | v | v | v | v | v | v | v | v | v | v | v | v | v | v | v | v | v | v | v | v | v | v | v | v | v | v
[EOS]Micron | 5200 Pro | 1.7 | 1.92TB | MTFDDAK1T9TDD-1AT1ZABYY | D1MU020 |  | v | v | v | v | v | v | v | v | v | v | v | v | v | v | v | v | v | v | v | v | v | v | v | v | v | v
[EOS]Micron | 5200 Pro | 2.6 | 3.84TB | MTFDDAK3T8TDD-1AT1ZABYY | D1MU420 |  | v | v | v | v | v | v | v | v | v | v | v | v | v | v | v | v | v | v | v | v | v | v | v | v | v | v
[EOS]Micron | 5200 MAX | 5 | 240GB | MTFDDAK240TDN-1AT1ZABYY | D1MU020 |  | v | v | v | v | v | v | v | v | v | v | v | v | v | v | v | v | v | v | v | v | v | v | v | v | v | v
[EOS]Micron | 5200 MAX | 5 | 480GB | MTFDDAK480TDN-1AT1ZABYY | D1MU020 |  | v | v | v | v | v | v | v | v | v | v | v | v | v | v | v | v | v | v | v | v | v | v | v | v | v | v
[EOS]Micron | 5200 MAX | 5 | 960GB | MTFDDAK960TDN-1AT1ZABYY | D1MU020 |  | v | v | v | v | v | v | v | v | v | v | v | v | v | v | v | v | v | v | v | v | v | v | v | v | v | v | v | v | v | v | v | v
[EOS]Micron | 5200 MAX | 5 | 1.92TB | MTFDDAK1T9TDN-1AT1ZABYY | D1MU020 |  | v | v | v | v | v | v | v | v | v | v | v | v | v | v | v | v | v | v | v | v | v | v | v | v | v | v | v | v | v | v | v | v
[EOS]Micron | 5200 Eco | 1 | 480GB | MTFDDAK480TDC-1AT1ZABYY | D1MU020 |  | v | v | v | v | v | v | v | v | v | v | v | v | v | v | v | v | v | v | v | v | v | v | v | v | v | v |  |  |  | v | v | v
[EOS]Micron | 5200 Eco | 1 | 960GB | MTFDDAK960TDC-1AT1ZABYY | D1MU020 | HNSCFLA3096 | v | v | v | v | v | v | v | v | v | v | v | v | v | v | v | v | v | v | v | v | v | v | v | v | v | v | v |  |  | v | v | v
[EOS]Micron | 5200 Eco | 1 | 1.92TB | MTFDDAK1T9TDC-1AT1ZABYY | D1MU020 |  | v | v | v | v | v | v | v | v | v | v | v | v | v | v | v | v | v | v | v | v | v | v | v | v | v | v | - |  |  | v | v | v
[EOS]Micron | 5200 Eco | 1 | 3.84TB | MTFDDAK3T8TDC-1AT1ZABYY | D1MU420 | HNSCFLA3384 | v | v | v | v | v | v | v | v | v | v | v | v | v | v | v | v | v | v | v | v | v | v | v | v | v | v | v |  |  | v | v | v
[EOS]Micron | 5200 Eco | 1 | 7.68TB | MTFDDAK7T6TDC-1AT1ZABYY | D1MU820 |  | v | v | v | v | v | v | v | v | v | v | v | v | v | v | v | v | v | v | v | v | v | v | v | v | v | v
[EOS]Micron | 5300 MAX | 5 | 240GB | MTFDDAK240TDT-1AW1ZABYY | D3MU001 |  | v | v | v | v | v | v | v | v | v | v | v | v | v | v | v | v | v | v | v | v | v | v | v | v | v | v
[EOS]Micron | 5300 MAX | 5 | 480GB | MTFDDAK480TDT-1AW1ZABYY | D3MU001 | HESCFLA3048 | v | v | v | v | v | v | v | v | v | v | v | v | v | v | v | v | v | v | v | v | v | v | v | v | v | v | v |  |  | v | v | v
[EOS]Micron | 5300 MAX | 5 | 960GB | MTFDDAK960TDT-1AW1ZABYY | D3MU001 | HESCFLA3096 | v | v | v | v | v | v | v | v | v | v | v | v | v | v | v | v | v | v | v | v | v | v | v | v | v | v | v |  |  | v | v | v
[EOS]Micron | 5300 MAX | 5 | 1.92TB | MTFDDAK1T9TDT-1AW1ZABYY | D3MU001 | HESCFLA3192 | v | v | v | v | v | v | v | v | v | v | v | v | v | v | v | v | v | v | v | v | v | v | v | v | v | v | v |  |  | v | v | v
[EOS]Micron | 5300 MAX | 5 | 3.84TB | MTFDDAK3T8TDT-1AW1ZABYY | D3MU401 |  | v | v | v | v | v | v | v | v | v | v | v | v | v | v | v | v | v | v | v | v | v | v | v | v | v | v |  |  |  | - | - | -

## Switch
⇦Back to Index
Switch Type | Vendor | Model | I/O | Ports | GS 1000 Gen2/GSe 1000 Gen2 |  |  |  | GS 2000, GSe 2000 |  |  | GS 3000 G3, GSe 3000 G3 |  |  |  |  | GS 4000 G3, GSe 4000 G3 |  |  |  |  | GS 2000U GSe 2000U | GS 3000U GSe 3000U | GS 3000UT GSe 3000UT | GS 3000UT | GS 4000U GSe 4000U | GS 4000U | GS 3000 Gen2, GSe 3000 Gen2 |  |  |  | GS 4000 Gen2, GSe 4000 Gen2 |  |  |  | GS 3000 Gen2 | GS 4000 Gen2 | GSc 2000 |  |  | GS 3000U | GS 4000U | GS 3000 Gen1/ GSe 3000 Gen1, GSc 3000 | [5 empty] | GS 4000 Gen1 |  | GS 5000/ GSc 5000 |  | GSa 3000 Gen1 | GSa 5000 |  | GSa 2000 | GSa 3000 Gen2 | GSa 4000 Gen2
[5 empty] | GS 1012 GSe 1012 | GS 1016 GSe 1016 | GS 1024 | GS 1024B | GS 2012 GSe 2012 GS 2016 GSe 2016 | GS 2024 | GS 2024B | GS 3012 GS 3016 GSe 3012 GSe 3016 | GS 3024 GSe 3024 | GS 3040T GSe 3040T | GS 3060T GSe 3060T | GS 3090T GSe 3090T | GS 4012 GS 4016 GSe 4012 GSe 4016 | GS 4024 GSe 4024 | GS 4040 GSe 4040 | GS 4060 GSe 4060 | GS 4090 GSe 4090 | GS 2024U GSe 2024U | GS 3024U GSe 3024U | GS 3024UT GSe 3024UT | GS 3048UT | GS 4024U GSe 4024U | GS 4048U | GS 3012 | GS 3016 GSe 3016 | GS 3024 GSe 3014 | GS 3025B | GS 4012 | GS 4016 GSe 4016 | GS 4024 GSe 4014 | GS 4025B | GS 3060 | GS 4060 | GSc 2012 GSc 2016 | GSc 2024 | GSc 2024B | GS 3025U | GS 4025U | GS 3012 GSc 3012 GSe 3012 | GS 3016 GSc 3016 GSe 3016 | GS 3024 GSc 3024 | GS 3024B GSc 3024B | GS 3025B GSc 3025B | GS 3060 GSc 3060 | GS 4016 | GS 4024B | GS 5100 GSc 5100 | GS 5200 GSc 5200 | GSa 3025 | GSa 5100 | GSa 5200 | GSa 2024 | GSa 3025 | GSa 4025
Ethernet Switch | Supermicro | SSE-F3548S | 25/100GbE | 48/6 | v | v | v | v | v | v | v | v | v | v | v | v | v | v | v | v | v | v | v | v | v | v | v | v | v | v | v | v | v | v | v | v | v | v | v | v | v | v | v | v | v | v | v | v | v | v | v | v | v | v | v | v | v | v
Ethernet Switch | Supermicro | SSE-F3548SR | 25/100GbE | 48/6 | v | v | v | v | v | v | v | [10 empty] | v | v | v | v | v | v | v | v | v | v | v | v | v | v | v | v | v | v | v | v | v | v | v | v | v | v | v | v | v | v | v | v | v | v | v | v | v
Ethernet Switch | Dell | S5148F-ON | 25/100GbE | 48/6 | v | v | v | v | v | v | v | [26 empty] | v | v | v |  |  | v | v | v | v | v | v | v | v | v | v | v | v | v | v
Ethernet Switch | Mellanox | SX1024 | 10G/40G | 48/12 | v | v | v | v | v | v | v | [13 empty] | v |  | v | [10 empty] | v | v | v |  |  | v | v | v | v | v | v | v | v | v | v | v | v | v | v
Ethernet Switch | Mellanox | SN2410 | 25/100GbE | 48/8 | [20 empty] | v |  | v | v | v | v | v | v | v | v | v | v | v | [19 empty] | v | v
Ethernet Switch | Dell | S5232F-ON | 100GbE | 32 | [19 empty] | v | v | v | v | [13 empty] | v | v
Ethernet Switch | Dell | Z9264F-ON | 100GbE | 64 | [19 empty] | v | v | v | v | [13 empty] | v | v
SAS Switch | Astek | A54812-SW-01 | SAS port | 12 | v | v | v | v | v | v | v | [26 empty] | v | v | v |  |  | v | v | v | v | v | v | v | v | v | v | v | v | v | v
Infiniband Switch | Mellanox | SX6036 | 56G | 36 | v | v | v | v | v | v | v | [26 empty] | v | v | v |  |  | v | v | v | v | v | v | v | v | v | v | v | v | v | v
[EOL]FC Switch | Brocade | 6505 | 16G | 24 | v | v | v | v | v | v | v | v | v |  | v |  | v | v |  | v |  | v | v |  |  | v | [11 empty] | v | v | v | v | v | v | v | v | v | v | v | v | v | v | v | v | v | v | v
[EOL]FC Switch | ATTO | FibreConnect 1612 | 16G | 12~24 | v | v | v | v | v | v | v | [26 empty] | v | v | v |  |  | v | v | v | v | v | v | v | v | v | v | v | v | v | v
[EOL]FC Switch | Brocade | 300 series (BR-320-0008 BR-340-0008 BR-360-0008) | 8G | 8~24 | v | v | v | v | v | v | v | [16 empty] | v | v | v | v | v | v | v | v | v | v | v | v | v |  |  | v | v | v | v | v | v | v | v | v | v | v | v | v | v | v | v
[EOL]FC Switch | Brocade | 5100 | 8G | 32 | v | v | v | v | v | v | v | [26 empty] | v | v | v |  |  | v | v | v | v | v | v | v | v | v | v | v | v | v | v
[EOL]Ethernet Switch | Netgear | M5300-52G (GSM7252S) | 10G |  | v | v | v | v | v | v | v | [26 empty] | v | v | v |  |  | v | v | v | v | v | v | v | v | v | v | v | v | v | v
[EOL]Ethernet Switch | Netgear | XS708E (RJ-45) | 10G | 8 | v | v | v | v | v | v | v | [26 empty] | v | v | v |  |  | v | v | v | v | v | v | v | v | v | v | v | v | v | v
[EOL]FCoE Switch | Brocade | VDX 6740 | 10G | 48 | v | v | v | v | v | v | v | [26 empty] | v | v | v |  |  | v | v | v | v | v | v | v | v | v | v | v | v | v | v
[EOL]Ethernet Switch | Allied Telesis | AT-x610-24Ts AT-x610-48Ts | 10G | 2 | v | v | v | v | v | v | v | [26 empty] | v | v | v |  |  | v | v | v | v | v | v | v | v | v | v | v | v | v | v
[EOL]Ethernet Switch | Allied Telesis | AT-x510-28GTX AT-x510-52GTX | 10G | 4 | v | v | v | v | v | v | v | [26 empty] | v | v | v |  |  | v | v | v | v | v | v | v | v | v | v | v | v | v | v
[EOL]Ethernet Switch | Allied Telesis | AT-x610-24Ts/X AT-x610-48Ts/X | 10G | 4 | v | v | v | v | v | v | v | [26 empty] | v | v | v |  |  | v | v | v | v | v | v | v | v | v | v | v | v | v | v
[EOL]Ethernet Switch | Arista | DCS-7124S | 10G | 24 | v | v | v | v | v | v | v | [26 empty] | v | v | v |  |  | v | v | v | v | v | v | v | v | v | v | v | v | v | v
[EOL]Ethernet Switch | Supermicro | SSE-X24S | 10G | 24 | v | v | v | v | v | v | v | [10 empty] | v | v |  |  | v |  | v | v | v | v | v | v | v | v | v | v | v | v | v | v | v | v | v | v | v | v | v | v | v | v | v | v | v | v | v | v | v
[EOL]Ethernet Switch | Arista | 7050T-36-F (RJ-45) | 10G | 32 | v | v | v | v | v | v | v | [10 empty] | v | v |  |  | v | [11 empty] | v | v | v | v | v | v | v | v | v | v | v | v | v | v | v | v | v | v | v
[EOL]Ethernet Switch | Juniper | EX3300-24T | 10G | 24 | v | v | v | v | v | v | v | [16 empty] | v | v | v | v | v | v | v | v | v | v | v | v | v |  |  | v | v | v | v | v | v | v | v | v | v | v | v | v | v | v | v
[EOL]Ethernet Switch | Juniper | EX3300-48T | 10G | 48 | v | v | v | v | v | v | v | [26 empty] | v | v | v |  |  | v | v | v | v | v | v | v | v | v | v | v | v | v | v
[EOL]Ethernet Switch | D-Link | DGS-1224T | 1G | 24 | v | v | v | v | v | v | v | [26 empty] | v | v | v |  |  | v | v | v | v | v | v | v | v | v | v | v | v | v | v
[EOL]Ethernet Switch | SMC | TiggerSwitch 8624T | 1G | 24 | v | v | v | v | v | v | v | [26 empty] | v | v | v |  |  | v | v | v | v | v | v | v | v | v | v | v | v | v | v
[EOL]Ethernet Switch | 3COM | Baseline SW2952-SFP+ | 1G | 48 | v | v | v | v | v | v | v | [26 empty] | v | v | v |  |  | v | v | v | v | v | v | v | v | v | v | v | v | v | v
[EOL]Ethernet Switch | HP(3COM) | Baseline SW2924-SFP | 1G | 24 | v | v | v | v | v | v | v | [10 empty] | v | v |  |  | v | [11 empty] | v | v | v | v | v | v | v | v | v | v | v | v | v | v | v | v | v | v | v
[EOL]Ethernet Switch | HP(3COM) | Baseline SW2948 | 1G | 48 | v | v | v | v | v | v | v | [26 empty] | v | v | v |  |  | v | v | v | v | v | v | v | v | v | v | v | v | v | v
[EOL]Ethernet Switch | HP(3COM) | V1910-24G | 1G | 24 | v | v | v | v | v | v | v | [26 empty] | v | v | v |  |  | v | v | v | v | v | v | v | v | v | v | v | v | v | v
[EOL]Ethernet Switch | HP(3COM) | V1910-48G | 1G | 48 | v | v | v | v | v | v | v | v | v |  | v |  | v | v |  | v |  | v | v |  |  | v | [11 empty] | v | v | v | v | v | v | v | v | v | v | v | v | v | v | v | v | v | v | v
[EOL]Ethernet Switch | Cisco | Catalyst 2960 | 1G | 24 | v | v | v | v | v | v | v | [26 empty] | v | v | v |  |  | v | v | v | v | v | v | v | v | v | v | v | v | v | v
[EOL]Ethernet Switch | Cisco | Catalyst 2960-S WS-C2960S-24TS-L (support QoS) WS-C2960S-24TS-S | 1G | 24 | v | v | v | v | v | v | v | [26 empty] | v | v | v |  |  | v | v | v | v | v | v | v | v | v | v | v | v | v | v
[EOL]Ethernet Switch | LinSys | SRW2024 | 1G | 24 | v | v | v | v | v | v | v | [26 empty] | v | v | v |  |  | v | v | v | v | v | v | v | v | v | v | v | v | v | v
[EOL]Ethernet Switch | BLADE(Lenovo) | G8124 | 10G | 24 | v | v | v | v | v | v | v | [26 empty] | v | v | v |  |  | v | v | v | v | v | v | v | v | v | v | v | v | v | v
[EOL]FC Switch | Brocade | G620 | 32G | 24 | v | v | v | v | v | v | v | v | v |  | v |  | v | v |  | v | [7 empty] | v | v | v | v | v | v | v | v | v | v | v | v | v |  |  | v | v | v | v | v | v | v | v | v | v | v | v | v | v | v | v
[EOL]FC Switch | Cisco | MDS 9148 series (DS-C9148D-8G16P) | 8G | 16 | v | v | v | v | v | v | v | [10 empty] | v | v |  |  | v | [11 empty] | v | v | v | v | v | v | v | v | v | v | v | v | v | v | v | v | v | v | v

## Transceivers
⇦Back to Index
Type of Transceiver | Vendor | Model | I/O | Note | Infortrend FRU PN | GS 1000 Gen2, GSe 1000 Gen2 |  |  |  | GS 2000, GSe 2000 |  |  | GS 3000 G3, GSe 3000 G3 |  |  |  |  | GS 4000 G3, GSe 4000 G3 |  |  |  |  | GS 2000U GSe 2000U | GS 3000U |  |  | GS 4000U |  | GS 3000 Gen2, GSe 3000 Gen2 |  |  |  | GS 4000 Gen2, GSe 4000 Gen2 |  |  |  | GS 3000 Gen2 | GS 4000 Gen2 | GSc 2000 |  |  | GS 3000U | GS 4000U | GS 3000 Gen1/ GSe 3000 Gen1, GSc 3000 | [5 empty] | GS 4000 Gen1 |  | GS 5000/ GSc 5000 |  | GSa 3000 Gen1 | GSa 5000 |  | GSa 2000 | GSa 3000 Gen2 | GSa 4000 Gen2
[6 empty] | GS 1012 GSe 1012 | GS 1016 GSe 1016 | GS 1024 | GS 1024B | GS 2012 GSe 2012 GS 2016 GSe 2016 | GS 2024 | GS 2024B | GS 3012 GS 3016 GSe 3012 GSe 3016 | GS 3024 GSe 3024 | GS 3040T GSe 3040T | GS 3060T GSe 3060T | GS 3090T GSe 3090T | GS 4012 GS 4016 GSe 4012 GSe 4016 | GS 4024 GSe 4024 | GS 4040 GSe 4040 | GS 4060 GSe 4060 | GS 4090 Gse 4090 | GS 2024U GSe 2024U | GS 3024U GSe 3024U | GS 3024UT GSe 3024UT | GS 3048UT | GS 4024U GSe 4024U | GS 4048U | GS 3012 | GS 3016 GSe 3016 | GS 3024 GSe 3014 | GS 3025B | GS 4012 | GS 4016 GSe 4016 | GS 4024 GSe 4014 | GS 4025B | GS 3060 | GS 4060 | GSc 2012 GSc 2016 | GSc 2024 | GSc 2024B | GS 3025U | GS 4025U | GS 3012 GSc 3012 GSe 3012 | GS 3016 GSc 3016 GSe 3016 | GS 3024 GSc 3024 | GS 3024B GSc 3024B | GS 3025B GSc 3025B | GS 3060 GSc 3060 | GS 4016 | GS 4024B | GS 5100 GSc 5100 | GS 5200 GSc 5200 | GSa 3025 | GSa 5100 | GSa 5200 | GSa 2024 | GSa 3025 | GSa 4025
FC | Avago | AFBR-57D9AMZ | 8G |  | 9370CSFP8G-0010 | v | v | v | v | v | v | v | v | v | v | v | v | v | v | v | v | v | [16 empty] | v | v | v |  |  | v | v | v | v | v | v | v | v | v | v | v | v | v | v | v | v
FC | Avago | AFBR-57D7APZ | 8G |  |  | v | v | v | v | v | v | v | [26 empty] | v | v | v | v | v | v | v | v | v | v | v | v | v | v | v | v | v | v | v | v | v
FC | Avago | AFBR-57D5APZ | 8G |  |  | v | v | v | v | v | v | v | [26 empty] | v | v | v |  |  | v | v | v | v | v | v | v | v | v | v | v | v | v | v | v | v
FC | Avago | AFBR-57F5PZ | 16G |  |  | v | v | v | v | v | v | v | [10 empty] | v | v | v | v | v | v | v | v | v | v | v | v | v | v | v | v | v | v | v | v | v | v | v | v | v | v | v | v | v | v | v | v | v | v | v | v | v
FC | Finisar | FTLF8528P3BNV | 8G |  |  | v | v | v | v | v | v | v | [10 empty] | v | v | v | v | v | v | [10 empty] | v | v | v |  |  | v | v | v | v | v | v | v | v | v | v | v | v | v | v | v | v
FC | Finisar | FTLF8528P2BNV | 8G |  |  | v | v | v | v | v | v | v | [26 empty] | v | v | v |  |  | v | v | v | v | v | v | v | v | v | v | v | v | v | v | v | v
FC | Finisar | FTLF8529P4BCV | 16G |  | 9370CSFP16G-0010 | v | v | v | v | v | v | v | v | v | v | v | v | v | v | v | v | v | v | v | v | v | v | v | v | v | v | v | v | v | v | v | v | v | v | v | v | v | v | v | v | v | v | v | v | v | v | v | v | v | v | v | v | v | v
FC | Finisar | FTLF8529P3BCV | 16G |  |  | v | v | v | v | v | v | v | [10 empty] | v | v | v | v | v | v | v | v | v | v | v | v | v | v | v | v | v | v | v | v | v | v | v | v | v | v | v | v | v | v | v | v | v | v | v | v | v
FC | Finisar | FTLF8532P4BCV | 32G |  | 9370CSFP32G-0011 | v | v | v | v | v | v | v | v | v | v | v | v | v | v | v | v | v | v | v | v | v | v | v | v | v | v | v | v | v | v | v | v | v | v | v | v |  |  | v | v | v | v | v | v | v | v | v | v | v | v | v | v | v | v
FC | Finisar | FTLF8532P5BCV | 32G | [6 empty] | v | v | v | v | v | v | v | v | v | v | v | v | v | v | v | v | v | v | v | v | v | v | v | v | v | v | v
FC | Hisense | LTF8508-BC+ | 32G |  | 9370CSFP32G-0012 | v | v | v | v | v | v | v | v | v | v | v | v | v | v | v | v | v | v | v | v | v | v | v | v | v | v | v | v | v | v | v | v | v | v | v | v |  |  | v | v | v | v | v | v | v | v | v | v | v | v | v | v | v | v
Ethernet | 10Gtek | ASF-10G-T | 10G | SFP+ to RJ-45 * it can use in 10G only | 9370CSFP10G02-0010 | v | v | v | v | v | v | v | v | v | v | v | v | v | v | v | v | v | v | v | v | v | v | v | v | v | v | v | v | v | v | v | v | v | v | v | v |  |  | v | v | v | v | v | v | v | v | v | v | v | v | v | v | v | v
Ethernet | Avago | AFBR-709SMZ | 10G |  |  | v | v | v | v | v | v | v | [10 empty] | v | v | v | v | v | v | v | v | v | v | v | v | v | v | v | v | v | v | v | v | v | v | v | v | v | v | v | v | v | v | v | v | v | v | v | v | v
Ethernet | Finisar | FTLX8574D3BCL | 10G | multi-mode | 9370CSFP10G-0010 | v | v | v | v | v | v | v | v | v | v | v | v | v | v | v | v | v | v | v | v | v | v | v | v | v | v | v | v | v | v | v | v | v | v | v | v |  |  | v | v | v | v | v | v | v | v | v | v | v | v | v | v | v | v
Ethernet | Mellanox | MMA2P00-AS | 25G | [6 empty] | v | v | v | v | v | v | v | v | v | v | v | v | v | v | v | v | v | v | v | v | v | v | v | v | v | v | v | v | v | v | v | v | v | v | v | v | v | v | v | v | v | v | - | - | v | - | - | v | v | v
Ethernet | Finisar | FTLF8536P4BCL | 25G |  | 9370CSFP25G-0010 | v | v | v | v | v | v | v | v | v | v | v | v | v | v | v | v | v | v | v | v | v | v | v | v | v | v | v | v | v | v | v | v | v | v | v | v |  |  | v | v | v | v | v | v | v | v | v | v | v | v | v | v | v | v
Ethernet | Finisar | FTLF8536P5BCL | 25G | [6 empty] | v | v | v | v | v | v | v | v | v | v | v | v | v | v | v | v | v | v | v | v | v | v | v | v | v | v | v
Ethernet | Finisar | FTLC9558REPM | 100G |  | 9370CSFP100G-0010 | [9 empty] | v | v | v |  |  | v | v | v |  |  | v | v | v | v
Ethernet | Hisense | LTF8505-BC+ | 25G |  | 9370CSFP25G-0011 |  |  |  |  | v | v | v | v | v | v | v | v | v | v | v | v | v | v | v | v | v | v | v | v | v | v | v | v | v | v | v | v | v | v | v | v | v | v | v | v | v | v | v | v | v | v | - | - | v | - | - | v | v | v
Ethernet | Avago | AFBR-703SDZ | 10G | FCoE |  | v | v | v | v | v | v | v | [26 empty] | v | v | v |  |  | v | v | v | v | v | v | v | v | v | v | v | v | v | v | v | v
Ethernet | Avago | AFBR-709SMZ | 10G | FCoE |  | v | v | v | v | v | v | v | [26 empty] | v | v | v |  |  | v | v | v | v | v | v | v | v | v | v | v | v | v | v | v | v
[EOS]Ethernet | Finisar | FTLX1471D3BCL | 10G | single-mode | 9370CSFP10G01-0010 | v | v | v | v | v | v | v | [16 empty] | v | v | v | v | v | v | v | v | v | v | v | v | v |  |  | v | v | v | v | v | v | v | v | v | v | v | v | v | v | v | v
[EOS]Ethernet | Mellanox | MMA1B00-B150D | 40G |  | 9370CSFP40G-0010 | v | v | v | v | v | v | v | [16 empty] | v | v | v | v | v | v | v | v | v | v | v | v | v |  |  | v | v | v | v | v | v | v | v | - | - | v | - | - | v | v | v
[EOS]Ethernet | Finisar | FTL410QE4C | 40G |  |  | v | v | v | v | v | v | v | [16 empty] | v | v | v | v | v | v | v | v | v | v | v | v | v |  |  | v | v | v | v | v | v | v | v | - | - | v | - | - | v | v | v
[EOS]Ethernet | Avago | AFBR-79EQPZ | 40G |  | 9370CSFP40G-0011 | v | v | v | v | v | v | v | [16 empty] | v | v | v | v | v | v | v | v | v | v | v | v | v |  |  | v | v | v | v | v | v | v | v | - | - | v | - | - | v | v | v
[EOS]FC | Avago | AFBR-57G5MZ | 32G |  | 9370CSFP32G-0010 | v | v | v | v | v | v | v | v | v | v | v | v | v | v | v | v | v | v | v | v |  | v |  | v | v | v | v | v | v | v | v | v | v | v | v | v | v | v | v | v | v | v | v | v | v | v | v | v | v | v | v | v | v | v

## Cables
⇦Back to Index
Vendor | Model | I/O | Note |  | Infortrend FRU PN | GS 1000 Gen2, GSe 1000 Gen2 |  |  |  | GS 2000, GSe 2000 |  |  | GS 3000 G3, GSe 3000 G3 |  |  |  |  | GS 4000 G3, GSe 4000 G3 |  |  |  |  | GS 2000U GSe 2000U | GS 3000U |  |  | GS 4000U |  | GS 3000 Gen2, GSe 3000 Gen2 |  |  |  | GS 4000 Gen2, GSe 4000 Gen2 |  |  |  | GS 3000 Gen2 | GS 4000 Gen2 | GS 3000U | GS 4000U | GSc 2000 |  |  | GS 3000 Gen1/ GSe 3000 Gen1, GSc 3000 | [5 empty] | GS 4000 Gen1 |  | GS 5000/ GSc 5000 |  | GSa 3000 Gen1 | GSa 5000 |  | GSa 2000 | GSa 3000 Gen2 | GSa 4000 Gen2
[6 empty] | GS 1012 GSe 1012 | GS 1016 GSe 1016 | GS 1024 | GS 1024B | GS 2012 GSe 2012 GS 2016 GSe 2016 | GS 2024 | GS 2024B | GS 3012 GS 3016 GSe 3012 GSe 3016 | GS 3024 GSe 3024 | GS 3040T GSe 3040T | GS 3060T GSe 3060T | GS 3090T GSe 3090T | GS 4012 GS 4016 GSe 4012 GSe 4016 | GS 4024 GSe 4024 | GS 4040 GSe 4040 | GS 4060 GSe 4060 | GS 4090 Gse 4090 | GS 2024U GSe 2024U | GS 3024U GSe 3024U | GS 3024UT GSe 3024UT | GS 3048UT | GS 4024U GSe 4024U | GS 4048U | GS 3012 | GS 3016 GSe 3016 | GS 3024 GSe 3024 | GS 3025B | GS 4012 | GS 4016 GSe 4016 | GS 4024 GSe 4024 | GS 4025B | GS 3060 | GS 4060 | GS 3025U | GS 4025U | GSc 2012 GSc 2016 | GSc 2024 | GSc 2024B | GS 3012 GSc 3012 GSe 3012 | GS 3016 GSc 3016 GSe 3016 | GS 3024 GSc 3024 | GS 3024B GSc 3024B | GS 3025B GSc 3025B | GS 3060 GSc 3060 | GS 4016 | GS 4024B | GS 5100 GSc 5100 | GS 5200 GSc 5200 | GSa 3025 | GSa 5100 | GSa 5200 | GSa 2024 | GSa 3025 | GSa 4025
Cisco | SFP-H10GB-CU1M | 10G | 1m | DAC |  | v | v | v | v | v | v | v | [28 empty] | v | v | v | v | v | v | v | v | v | v | v | v | v | v | v | v | v
Cisco | SFP-H10GB-CU1-5M | 10G | 1.5m | DAC |  | v | v | v | v | v | v | v | [28 empty] | v | v | v | v | v | v | v | v | v | v | v | v | v | v | v | v | v
Cisco | SFP-H10GB-CU2M | 10G | 2m | DAC |  | v | v | v | v | v | v | v | [28 empty] | v | v | v | v | v | v | v | v | v | v | v | v | v | v | v | v | v
Cisco | SFP-H10GB-CU2-5M | 10G | 2.5m | DAC |  | v | v | v | v | v | v | v | [28 empty] | v | v | v | v | v | v | v | v | v | v | v | v | v | v | v | v | v
Cisco | SFP-H10GB-CU3M | 10G | 3m | DAC |  | v | v | v | v | v | v | v | [28 empty] | v | v | v | v | v | v | v | v | v | v | v | v | v | v | v | v | v
Cisco | SFP-H10GB-CU4M | 10G | 4m | DAC |  | v | v | v | v | v | v | v | [28 empty] | v | v | v | v | v | v | v | v | v | v | v | v | v | v | v | v | v
Cisco | SFP-H10GB-CU5M | 10G | 5m | DAC |  | v | v | v | v | v | v | v | [28 empty] | v | v | v | v | v | v | v | v | v | v | v | v | v | v | v | v | v
Uniconn Corporation | UASS-RC008685 | 25G | 1m | DAC | 9370CM25GCAB3-0030 | v | v | v | v | v | v | v | v | v | v | v | v | v | v | v | v | v | v | v | v | v | v | v | v | v | v | v | v | v | v | v | v | v | v | v | v | v | v | v | v | v | v | v | v | v | v | v | v | v | v | v | v | v | v
Uniconn Corporation | UASS-RC008704 | 25G | 2m | DAC | 9370CM25GCAB4-0030 | v | v | v | v | v | v | v | v | v | v | v | v | v | v | v | v | v | v | v | v | v | v | v | v | v | v | v | v | v | v | v | v | v | v | v | v | v | v | v | v | v | v | v | v | v | v | v | v | v | v | v | v | v | v
Amphenol | NDCCGF-0001 | 25G | 1m | DAC |  | v | v | v | v | v | v | v | [28 empty] | v | v | v | v | v | v | v | v | v | v | v | v | v | v | v | v | v
Amphenol | NDCCGF-0003 | 25G | 2m | DAC |  | v | v | v | v | v | v | v | [28 empty] | v | v | v | v | v | v | v | v | v | v | v | v | v | v | v | v | v
Dell | DAC-SFP28-25G-2M | 25G | 2m | DAC
JPC, Jess-Link | P3001U101000-5 | 40G | 1m | DAC | 9370CM40GCAB0-0030 | v | v | v | v | v | v | v | [16 empty] | v | v | v | v | v | v | v | v | v | v |  |  | v | v | v | v | v | v | v | v | v | v | v | v | v | v | v | v | v | v | v
JPC, Jess-Link | P3001U102000-2 | 40G | 2m | DAC | 9370CM40GCAB1-0030 | v | v | v | v | v | v | v | [16 empty] | v | v | v | v | v | v | v | v | v | v |  |  | v | v | v | v | v | v | v | v | v | v | v | v | v | v | v | v | v | v | v
JPC, Jess-Link | P3001U203000-F | 40G | 3m | DAC | 9370CM40GCAB2-0030 | v | v | v | v | v | v | v | [16 empty] | v | v | v | v | v | v | v | v | v | v |  |  | v | v | v | v | v | v | v | v | v | v | v | v | v | v | v | v | v | v | v
Uniconn Corporation | 2M-3243FF02-F | 40G | 2m | MPO | 9370FC40GCAB1-0030 | v | v | v | v | v | v | v | [16 empty] | v | v | v | v | v | v | v | v | v | v |  |  | v | v | v | v | v | v | v | v | v | v | v |  |  | v |  |  | v | v | v
Uniconn Corporation | 2M-3243FF03-F | 40G | 3m | MPO | 9370FC40GCAB2-0030 | v | v | v | v | v | v | v | [16 empty] | v | v | v | v | v | v | v | v | v | v |  |  | v | v | v | v | v | v | v | v | v | v | v |  |  | v |  |  | v | v | v
Uniconn Corporation | 2M-3243FF05-F | 40G | 5m | MPO | 9370FC40GCAB3-0030 | v | v | v | v | v | v | v | [16 empty] | v | v | v | v | v | v | v | v | v | v |  |  | v | v | v | v | v | v | v | v | v | v | v |  |  | v |  |  | v | v | v
Uniconn Corporation | 2M-3243FF10-F | 40G | 10m | MPO |  | v | v | v | v | v | v | v | [16 empty] | v | v | v | v | v | v | v | v | v | v |  |  | v | v | v | v | v | v | v | v | v | v | v |  |  | v |  |  | v | v | v
Uniconn Corporation | 2M-3243FF20-F | 40G | 20m | MPO |  | v | v | v | v | v | v | v | [16 empty] | v | v | v | v | v | v | v | v | v | v |  |  | v | v | v | v | v | v | v | v | v | v | v |  |  | v |  |  | v | v | v
Dell | DAC-QSFP-100G-3M | 100G | 3m | MPO | [20 empty] | v | v | v | v
Uniconn Corporation | UASS-RC009831 | 100G | 1m | DAC | 9613CM100CAB0-0030 | [19 empty] | v | v | v | v
Uniconn Corporation | UASS-RC009832 | 100G | 2m | DAC | 9613CM100CAB1-0030 | [19 empty] | v | v | v | v
Uniconn Corporation | UASS-RC009833 | 100G | 3m | DAC | 9613CM100CAB2-0030 | [19 empty] | v | v | v | v
DINTEK | Cat.5e U/UTP Patch Cord | 10G | 2m | [19 empty] | v | v | v | v | v | v | [10 empty] | v | v
[EOS]Mellanox | MC2210130-001 | 40G/56G | 1m | DAC |  | v | v | v | v | v | v | v | [28 empty] | v | v | v | v | v | v | v | v | v | v | v | v | v | v | v | v | v
[EOS]Mellanox | MC2210130-002 | 40G/56G | 2m | DAC | 9370CM56GCAB0-0030 | v | v | v | v | v | v | v | [28 empty] | v | v | v | v | v | v | v | v | v | v | v | v | v | v | v | v | v
[EOS]Mellanox | MC2210128-003 | 40G/56G | 3m | DAC |  | v | v | v | v | v | v | v | [28 empty] | v | v | v | v | v | v | v | v | v | v | v | v | v | v | v | v | v

## HBA card
⇦Back to Index
Notes:
*1: Use ATTO MPIO and Native MPIO off, and set ATTO HBA of link down timeout value to 255
*2: Use ATTO firmware released in November, 2021.
*3: Zone config - Zone1:ch4_A,ch4_B,HBA_p1;Zone2:ch5_A,ch5_B,HBA_p2
Type | Vendor | Model | I/O | Port | Bus Interface | Note | Infortrend FRU PN | GS 1000 Gen2, GSe 1000 Gen2 |  |  |  | GS 2000, GSe 2000 |  |  |  | GS 3000 G3, GSe 3000 G3 |  |  |  |  | GS 4000 G3, GSe 4000 G3 |  |  |  |  | GS 2000U GSe 2000U | GS 3000U |  |  | GS 4000U |  | GS 3000 Gen2, GSe 3000 Gen2 |  |  |  | GS 4000 Gen2, GSe 4000 Gen2 |  |  |  | GS 3000 Gen2 | GS 4000 Gen2 | GS 3000U | GS 4000U | GSc 2000 |  |  | GS 3000 Gen1/ GSe 3000 Gen1, GSc 3000 | [5 empty] | GS 4000 Gen1 |  | GS 5000 GSc 5000 |  | GSa 3000 Gen1 | GSa 5000 |  | GSa 2000 | GSa 3000 Gen2 | GSa 4000 Gen2
[8 empty] | GS 1012 GSe 1012 | GS 1016 GSe 1016 | GS 1024 | GS 1024B | GS 2012 GSe 2012 | GS 2016 GSe 2016 | GS 2024 | GS 2024B | GS 3012 GS 3016 GSe 3012 GSe 3016 | GS 3024 GSe 3024 | GS 3040T GSe 3040T | GS 3060T GSe 3060T | GS 3090T GSe 3090T | GS 4012 GS 4016 GSe 4012 GSe 4016 | GS 4024 GSe 4024 | GS 4040 GSe 4040 | GS 4060 GSe 4060 | GS 4090 Gse 4090 | GS 2024U GSe 2024U | GS 3024U GSe 3024U | GS 3024UT GSe 3024UT | GS 3048UT | GS 4024U GSe 4024U | GS 4048U | GS 3012 | GS 3016 GSe 3016 | GS 3024 GSe 3014 | GS 3025B GSc 3025B | GS 4012 | GS 4016 GSe 4016 | GS 4024 GSe 4014 | GS 4025B | GS 3060 | GS 4060 | GS 3025U | GS 4025U | GSc 2012 GSc 2016 | GSc 2024 | GSc 2024B | GS 3012 GSc 3012 GSe 3012 | GS 3016 GSc 3016 GSe 3016 | GS 3024 GSc 3024 | GS 3024B GSc 3024B | GS 3025B | GS 3060 GSc 3060 | GS 4016 | GS 4024B | GS 5100 GSc 5100 | GS 5200 GSc 5200 | GSa 3025 | GSa 5100 | GSa 5200 | GSa 2024 | GSa 3025 | GSa 4025
FC HBA Card | Marvell (Qlogic) | QLE2740 | 32G | 1 | PCIe® 3.0 ×8 |  |  | v | v | v | v | v | v | v | v | [16 empty] | v | v | v | v | v | v | v | v | v | v |  |  | v | v | v | v | v | v | v | v | v | v | v | v | v | v | v | v | v | v | v
FC HBA Card | Marvell (Qlogic) | QLE2742 | 32G | 2 | PCIe® 3.0 ×8 |  |  | v | v | v | v | v | v | v | v | [10 empty] | v | v | v | v | v | v | v | v | v | v | v | v | v | v | v | v | v | v | v | v | v | v | v | v | v | v | v | v | v | v | v | v | v | v | v | v | v
FC HBA Card | Marvell (Qlogic) | QLE2764 | 32G | 4 | PCIe® 3.0 ×16 |  |  | v | v | v | v | v | v | v | v | [10 empty] | v | v | v | v | v | v | v | v | v | v | v | v | v | v | v | v |  |  | v | v | v | v | v | v | v | v | v | v | v | v | v | v | v | v | v | v | v
FC HBA Card | Broadcom (Emulex) | LPe32004 | 32G | 4 | PCIe® 3.0 |  |  | v | v | v | v | v | v | v | v | v | v | v | v | v | v | v | v | v | v | [18 empty] | v | v | v | v | v | v | v | v | v | v | v | v | v
FC HBA Card | ATTO | CTFC-322E | 32G | 2 | PCIe® 3.0 ×8 |  |  | v | v | v | v | v | v | v | v | v | v | v | v | v | v | v | v | v | v | [18 empty] | v | v | v | v | v | v | v | v | v | v | v | v | v | v | v | v | v
Ethenet Adapter | Intel | E810-CAM1 | 100G | 1 | PCIe4.0 x 16 | [22 empty] | v | v | v | v
Ethenet Adapter | Intel | E810-CAM2 | 100G | 2 | PCIe4.0 x 16 | [22 empty] | v | v | v | v
Ethenet Adapter | Mellanox | MCX623106AN-CDAT | 100G | 2 | PCIe4.0 x 16 |  | BH5MLE310-0010 | [20 empty] | v | v | v | v
Ethenet Adapter | Broadcom | BCM957508-P2100G | 100G | 2 | PCIe4.0 x 16 |  | BH5BCE310-0010 | [20 empty] | v | v | v | v
NIC card | Broadcom | P225P | 25G | 2 | PCIe® 3.0 ×8 | [20 empty] | v | v | v | v | v | v | [10 empty] | v | v
Ethenet Adapter | ATTO | FFRM-N322-DA0 | 25G | 2 | PCIe® 3.0 | *Not support Multipath Director *Not support boot from RAID |  | v | v | v | v | v | v | v | v | [28 empty] | v | v | v | v | v | v | v | v | v | v | v |  |  | v | v | v | v
Ethenet Adapter | Mellanox | MCX512A-ACAT | 25G | 2 | PCIe® 3.0 | *Not support RDMA function |  | v | v | v | v | v | v | v | v | [16 empty] | v | v | v | v | v | v | v | v | v | v |  |  | v | v | v | v | v | v | v | v | v | v | v | v | v | v | v | v | v | v | v
Ethenet Adapter | Marvell (Qlogic) | QL41212HLCU | 10G/25G | 2 | PCIe® 3.0 | *test in GS3000/4000G2 |  | v | v | v | v | v | v | v | v | v | v | v | v |  | v | v | v | v |  | v | v | v | v | v | v | v | v | v | v | v | v | v | v | v | v | v | v | v | v | v | v | v | v | v | v | v | v | v |  |  | v | v | v | v | v | v
CNA card | Broadcom (Emulex) | OCe11102-NT (RJ-45) | 10G | 1&2 | PCIe® 2.0 |  |  | v | v | v | v | v | v | v | v | [10 empty] | v | v | v | v | v | v | v | v | v | v | v | v | v | v | v | v | v | v | v | v | v | v | v | v | v | v | v | v | v | v | v | v | v | v | v | v | v
Ethenet Adapter | Broadcom (Emulex) | Oce11102-IM | 10G | 2 | PCIe® 2.0 |  |  | v | v | v | v | v | v | v | v | [28 empty] | v | v | v | v | v | v | v | v | v | v | v |  |  | v | v | v | v
Ethenet Adapter | Broadcom (Emulex) | OCe10102-I | 10G | 2 | PCIe® 2.0 |  |  | v | v | v | v | v | v | v | v | [28 empty] | v | v | v | v | v | v | v | v | v | v | v |  |  | v | v | v | v
Ethenet Adapter | ATTO | FastFrame™ NS12 | 10G | 2 | PCIe® 2.0 |  |  | v | v | v | v | v | v | v | v | [28 empty] | v | v | v | v | v | v | v | v | v | v | v |  |  | v | v | v | v
FC HBA Card | ATTO | CTFC-81EN*1*2*3 | 8G | 1 | PCIe® 2.0 ×8 |  |  | v | v | v | v | v | v | v | v | [16 empty] | v | v | v | v | v | v | v | v | v | v |  |  | v | v | v | [13 empty] | v | v | v
FC HBA Card | ATTO | CTFC-82EN*1*2*3 | 8G | 1 | PCIe® 2.0 ×8 |  |  | v | v | v | v | v | v | v | v | [16 empty] | v | v | v | v | v | v | v | v | v | v |  |  | v | v | v | [13 empty] | v | v | v
FC HBA Card | ATTO | CTFC-84EN*1*2*3 | 8G | 1 | PCIe® 2.0 ×8 |  |  | v | v | v | v | v | v | v | v | [16 empty] | v | v | v | v | v | v | v | v | v | v |  |  | v | v | v | [13 empty] | v | v | v
FC HBA Card | ATTO | CTFC-161P*1*2*3 | 16G | 1 | PCIe® 3.0 ×8 |  |  | v | v | v | v | v | v | v | v | [16 empty] | v | v | v | v | v | v | v | v | v | v |  |  | v | v | v | v | v | v | v | v | v | v | v | [5 empty] | v | v | v
FC HBA Card | ATTO | CTFC-162P*1*2*3 | 16G | 2 | PCIe® 3.0 ×8 |  |  | v | v | v | v | v | v | v | v | [16 empty] | v | v | v | v | v | v | v | v | v | v |  |  | v | v | v | v | v | v | v | v | v | v | v | [5 empty] | v | v | v
FC HBA Card | ATTO | CTFC-164P*1*2*3 | 16G | 4 | PCIe® 3.0 ×8 |  |  | v | v | v | v | v | v | v | v | [16 empty] | v | v | v | v | v | v | v | v | v | v |  |  | v | v | v | v | v | v | v | v | v | v | v | v | v | v | v | v | v | v | v
Server Adapter | Intel | PRO/1000 ET | 1G | 2 | PCIe® 2.0 |  |  | v | v | v | v | v | v | v | v | [28 empty] | v | v | v | v | v | v | v | v | v | v | v | v | v | v | v | v | v
Server Adapter | Intel | PRO/1000 ET | 1G | 4 | PCIe® 2.0 |  |  | v | v | v | v | v | v | v | v | [28 empty] | v | v | v | v | v | v | v | v | v | v | v | v | v | v | v | v | v
SAS HBA | Broadcom | 9500-8e | SAS12G | SAS3808 x8 | PCIe® 4.0 ×8 |  |  | v | v | v | v | v | v | v | v | v | v |  | v |  | v | v |  | v |  | v | v | v | v | v | v | v | v | v | v | v | v | v | v
SAS HBA | Dell | PERC (UCS-70) | SAS6G | SFF8088 x 2 | PCIe® 2.0 |  |  | v | v | v | v | v | v | v | v | [28 empty] | v | v | v | v | v | v | v | v | v | v | v | - | - | v | v | v | v
IB HBA | Mellanox | MCX354A-FCBT | 40G/56G | 2 | PCIe® 3.0 x 8 | [20 empty] | v | v | v |  | v | [11 empty] | v
[EOS]SAS HBA | Broadcom (LSI) | SAS 9300-8e | SAS12G | SFF8644 x 2 | PCIe® 3.0 x 8 | *test in GS3000/4000G2 | BH4LSS310-0010 | v | v | v | v | v | v | v | v | [10 empty] | v | v | v |  | v |  | v | v | v | v | v | v | v | v | v | v | v |  | v | v | v | v | v | v | v | v | v | v | v | - | - | v | v | v | v | v | v
[EOS]FC HBA Card | Broadcom (Emulex) | LPe16002B | 16G | 2 | PCIe® 3.0 |  | BH1EMF311-0010 | v | v | v | v | v | v | v | v | [10 empty] | v | v | v |  | v | [11 empty] | v |  | v | v | v | v | v | v | v | v | v | v | v
[EOS]Ethenet Adapter | Marvell (Qlogic) | QLE8242-SR | 10G | 2 | PCIe® 2.0 |  | BH1QGE211-0010 | v | v | v | v | v | v | v | v | [28 empty] | v | v | v | v | v | v | v | v | v | v | v |  |  | v | v | v | v
[EOS]FC HBA Card | Marvell (Qlogic) | QLE2670 | 16G | 1 | PCIe® 3.0 |  | BH1QGF310-0010 | v | v | v | v | v | v | v | v | [28 empty] | v | v | v | v | v | v | v | v | v | v | v | v | v | v | v | v | v
[EOS]FC HBA Card | Marvell (Qlogic) | QLE2672 | 16G | 2 | PCIe® 3.0 |  |  | v | v | v | v | v | v | v | v | [10 empty] | v | v | v |  | v | [11 empty] | v |  | v | v | v | v | v | v | v | v | v | v | v | v | v | v | v | v | v
[EOS]FC HBA Card | Broadcom (Emulex) | LPe12000 | 8G | 1 | PCIe® 2.0 |  |  | v | v | v | v | v | v | v | v | [28 empty] | v | v | v | v | v | v | v | v | v | v | v
[EOS]FC HBA Card | Broadcom (Emulex) | LPe12002 | 8G | 2 | PCIe® 2.0 |  | BH1EMF211-0010 | v | ````````````````````````````````````````````````` | v | v | v | v | v | v | [28 empty] | v | v | v | v | v | v | v | v | v | v | v
[EOS]SAS HBA | Broadcom (LSI) | SAS 9207-8e | SAS6G | SFF8088 x 2 | PCIe® 3.0 x 8 |  | BH4LSS210-0010 | v | v | v | v | v | v | v | v | [28 empty] | v | v | v | v | v | v | v | v | v | v | v |  |  | v | v | v | v
[EOS]FC HBA Card | Marvell (Qlogic) | QLE2690 | 16G | 1 | PCIe® 3.0 |  |  | v | v | v | v | v | v | v | v | [16 empty] | v | v | v | v | v | v | v | v | v | v |  |  | v | v | v | v | v | v | v | v | v | v | v | v | v | v | v | v | v | v | v
[EOS]FC HBA Card | Broadcom (Emulex) | LPe16000B | 16G | 1 | PCIe® 3.0 |  | BH1EMF310-0010 | v | v | v | v | v | v | v | v | [28 empty] | v | v | v | v | v | v | v | v | v | v | v
[EOL]FC HBA Card | Broadcom (Emulex) | LPe31002-M6 | 16G | 2 | PCIe® 3.0 ×8 |  |  | v | v | v | v | v | v | v | v | [16 empty] | v | v | v | v | v | v | v | v | v | v |  |  | v | v | v | [13 empty] | v | v | v
[EOL]FC HBA Card | Broadcom (Emulex) | LPe32002 | 32G | 2 | PCIe® 3.0 |  |  | v | v | v | v | v | v | v | v | [28 empty] | v | v | v | v | v | v | v | v | v | v | v | v | v
[EOS]CNA card | Intel | X520-SR2 | 10G | 1&2 | PCIe® 2.0 | * HBA drive must be 3.1.65.0 or later version when using Windows 2012 | BH1ITE210-0010 | v | v | v | v | v | v | v | v | [10 empty] | v | v | v |  | v |  | v | v | v | v | v | v | v | v | v | v | v |  | v | v | v | v | v | v | v | v | v | v | v | v | v | v | v | v | v | v | v
[EOS]CNA card | Intel | X540-T1 (RJ-45) | 10G | 1 | PCIe® 2.0 |  |  | v | v | v | v | v | v | v | v | [28 empty] | v | v | v | v | v | v | v | v | v | v | v | v | v | v | v | v | v
[EOL]CNA card | Intel | X540-T2 (RJ-45) | 10G | 2 | PCIe® 2.0 |  |  | v | v | v | v | v | v | v | v | [10 empty] | v | v | v |  | v | [11 empty] | v |  | v | v | v | v | v | v | v | v | v | v | v | v | v | v | v | v | v
[EOL]SAS HBA | Broadcom (LSI) | SAS9200-8E | SAS6G | SFF8088 x 2 | PCIe® 2.0 x 8 |  |  | v | v | v | v | v | v | v | v | [28 empty] | v | v | v | v | v | v | v | v | v | v | v | - | - | v | v | v | v
[EOL]Ethenet Adapter | Mellanox | MCX313A-BCCT | 40G/56G | 1 | PCIe® 3.0 |  |  | v | v | v | v | v | v | v | v | [28 empty] | v | v | v | v | v | v | v | v | v | v | v | v | v | v | v | v | v
[EOL]Ethenet Adapter | Mellanox | MCX314A-BCCT | 40G/56G | 1 | PCIe® 3.0 |  |  | v | v | v | v | v | v | v | v | [28 empty] | v | v | v | v | v | v | v | v | v | v | v | v | v | v | v | v | v
[EOL]FC HBA Card | Brocade | 815 | 8G | 1 | PCIe® 2.0 |  |  | v | v | v | v | v | v | v | v | [28 empty] | v | v | v | v | v | v | v | v | v | v | v | v | v | v | v | v | v
[EOL]FC HBA Card | Brocade | 825 | 8G | 2 | PCIe® 2.0 |  |  | v | v | v | v | v | v | v | v | [28 empty] | v | v | v | v | v | v | v | v | v | v | v | v | v | v | v | v | v
[EOL]FC HBA Card | Brocade | 1860-1F | 16G | 1 | PCIe® 2.0 |  |  | v | v | v | v | v | v | v | v | [10 empty] | v | v | v |  | v | [11 empty] | v |  | v | v | v | v | v | v | v | v | v | v | v | v | v | v | v | v | v
[EOL]FC HBA Card | Brocade | 1860-2F | 16G | 2 | PCIe® 2.0 |  |  | v | v | v | v | v | v | v | v | [10 empty] | v | v | v |  | v | [11 empty] | v |  | v | v | v | v | v | v | v | v | v | v | v | v | v | v | v | v | v
[EOS]FC HBA Card | Marvell (Qlogic) | QLE2692 | 16G | 2 | PCIe® 3.0 |  | BH1QGF312-0010 | v | v | v | v | v | v | v | v | [16 empty] | v | v | v | v | v | v | v | v | v | v |  |  | v | v | v | v | v | v | v | v | v | v | v | v | v | v | v | v | v | v | v
[EOL]Server Adapter | Intel | PRO/1000 MT | 1G | 1 &2 | PCIe® 1.0 |  |  | v | v | v | v | v | v | v | v | [28 empty] | v | v | v | v | v | v | v | v | v | v | v | v | v | v | v | v | v
[EOL]Server Adapter | Intel | PRO/1000 PT | 1G | 2 | PCIe® 1.0 |  |  | v | v | v | v | v | v | v | v | [28 empty] | v | v | v | v | v | v | v | v | v | v | v | v | v | v | v | v | v
[EOL]Server Adapter | Intel | PRO/1000 PT | 1G | 4 | PCIe® 1.0 |  |  | v | v | v | v | v | v | v | v | [28 empty] | v | v | v | v | v | v | v | v | v | v | v | v | v | v | v | v | v
[EOL]CNA card | Intel | X710-DA2 | 10G | 2 | PCIe® 3.0 |  |  | v | v | v | v | v | v | v | v | [28 empty] | v | v | v | v | v | v | v | v | v | v | v | v | v | v | v | v | v
[EOL]CNA card | Intel | X710-DA4 | 10G | 4 | PCIe® 3.0 |  |  | v | v | v | v | v | v | v | v | [28 empty] | v | v | v | v | v | v | v | v | v | v | v | v | v | v | v | v | v
[EOL]SAS HBA | ATTO | ExpressSAS H1280 | SAS12G | SFF-8644 x 2 | PCIe® 3.0 x 8 | *except in VMware environment |  | v | v | v | v | v | v | v | v | [28 empty] | v | v | v | v | v | v | v | v | v | v | v | - | - | v | v | v | v

## OS
⇦Back to Index
Notes:
*1: Recommend to use Windows native MPIO.
*2: macOS is only compatible on FC and iSCSI host models.
*3: Not supporting boot from SAN.
*4: ONLY support on 8G/16G FC and 1G/10G SFP+ and 1G/10G RJ-45 host models
*5: Can only use Fiber through switch, cannot use direct connection.
*6: With ATTO HBA/Thunderlink, use ATTO MPIO instead of MAC native MPIO, and set timeout value to 255 on ATTO ConfigTool
*7: Not compatible with thin provision
*8: Not include Plug in and SRM
Vendor | Classify | GS 1000 Gen2/GSe 1000 Gen2 |  |  |  | GS 2000, GSe 2000 |  |  |  | GS 3000 G3, GSe 3000 G3 |  |  |  |  | GS 4000 G3, GSe 4000 G3 |  |  |  |  | GS 2000U GSe 2000U | GS 3000U |  |  | GS 4000U |  | GS 3000 Gen2, GSe 3000 Gen2 |  |  |  | GS 4000 Gen2, GSe 4000 Gen2 |  |  |  | GS 3000 Gen2 | GS 4000 Gen2 | GS 3000U | GS 4000U | GSc 2000 |  |  |  | GS 3000 Gen1/ GSe 3000 Gen1, GSc 3000 | [5 empty] | GS 4000 Gen1 |  | GS 5000/ GSc 5000 |  | GSa 3000 Gen1 | GSa 5000 |  | GSa 2000 | GSa 3000 Gen2 | GSa 4000 Gen2
|  | GS 1012 GSe 1012 | GS 1016 GSe 1016 | GS 1024 | GS 1024B | GS 2012 GSe 2012 | GS 2016 GSe 2016 | GS 2024 | GS 2024B | GS 3012 GS 3016 GSe 3012 GSe 3016 | GS 3024 GSe 3024 | GS 3040T GSe 3040T | GS 3060T GSe 3060T | GS 3090T GSe 3090T | GS 4012 GS 4016 GSe 4012 GSe 4016 | GS 4024 GSe 4024 | GS 4040 GSe 4040 | GS 4060 GSe 4060 | GS 4090 Gse 4090 | GS 2024U GSe 2024U | GS 3024U GSe 3024U | GS 3024UT GSe 3024UT | GS 3048UT | GS 4024U GSe 4024U | GS 4048U | GS 3012 | GS 3016 GSe 3016 | GS 3024 GSe 3014 | GS 3025B GSc 3025B | GS 4012 | GS 4016 GSe 4016 | GS 4024 GSe 4014 | GS 4025B | GS 3060 | GS 4060 | GS 3025U | GS 4025U | GSc 2012 | GSc 2016 | GSc 2024 | GSc 2024B | GS 3012 GSc 3012 GSe 3012 | GS 3016 GSc 3016 GSe 3016 | GS 3024 GSc 3024 | GS 3024B GSc 3024B | GS 3025B | GS 3060 GSc 3060 | GS 4016 | GS 4024B | GS 5100 GSc 5100 | GS 5200 GSc 5200 | GSa 3025 | GSa 5100 | GSa 5200 | GSa 2024 | GSa 3025 | GSa 4025
Microsoft | Windows 7 Enterprise SP1 | v | v | v | v | v | v | v | v | [28 empty] | v | v | v | v | v | v | v | v | v | v | v | v | v | v | v | v | v | v
Microsoft | Windows 8.1 | v | v | v | v | v | v | v | v | [28 empty] | v | v | v | v | v | v | v | v | v | v | v | v | v | v | v | v | v | v
Microsoft | Windows 10 Enterprise | v | v | v | v | v | v | v | v | v | v | v | v | v | v | v | v | v | v | v | v | v | v | v | v | v | v | v | v | v | v | v | v | v | v |  |  | v | v | v | v | v | v | v | v | v | v | v | v | v | v | v | v | v | v | v | v
Microsoft | Windows 11 Enterprise | v | v | v | v | v | v | v | v | v | v | v | v | v | v | v | v | v | v | v | v | v | v | v | v | v | v | v | v | v | v | v | v | v | v |  |  | v | v | v | v | [13 empty] | v | v | v
Microsoft | Windows Server 2003 R2 SP2
Microsoft | Windows Server 2008 Enterprise R2 *1 | v | v | v | v | v | v | v | v | [28 empty] | v | v | v | v | v | v | v | v | v | v | v | v | v | v | v | v | v | v
Microsoft | Windows Server 2008 Enterprise R2 SP1*1 | v | v | v | v | v | v | v | v | [28 empty] | v | v | v | v | v | v | v | v | v | v | v | v | v | v | v | v | v | v
Microsoft | Windows Server 2008 Enterprise R2 SP2 | v | v | v | v | v | v | v | v | [28 empty] | v | v | v | v | v | v | v | v | v | v | v | v | v | v | v | v | v | v
Microsoft | Windows Server 2008 Enterprise *1 | v | v | v | v | v | v | v | v | [28 empty] | v | v | v | v | v | v | v | v | v | v | v | v | v | v | v | v | v | v
Microsoft | Windows Server 2012 *1 | v | v | v | v | v | v | v | v | [28 empty] | v | v | v | v | v | v | v | v | v | v | v | v | v | v | v | v | v | v
Microsoft | Windows Server 2012R2 *1 | v | v | v | v | v | v | v | v | [16 empty] | v | v | v | v | v | v | v | v | v | v | v | v | v | v | v | v | v | v | v | v | v | v | v | v | v | v | v | v | v | v | v | v
Microsoft | Windows Server 2016 *1 | v | v | v | v | v | v | v | v | [16 empty] | v | v | v | v | v | v | v | v | v | v | v | v | v | v | v | v | v | v | v | v | v | v | v | v | v | v | v | v | v | v | v | v
Microsoft | Windows Server 2019 | v | v | v | v | v | v | v | v | v | v | v | v | v | v | v | v | v | v | v | v | v | v | v | v | v | v | v | v | v | v | v | v | v | v | v | v | v | v | v | v | v | v | v | v | v | v | v | v |  |  | v |  |  | v | v | v
Microsoft | Windows Server 2022 | v | v | v | v | v | v | v | v | v | v | v | v | v | v | v | v | v | v | v | v | v | v | v | v | v | v | v | v | v | v | v | v | v | v |  |  | v | v | v | v
Linux | RHEL 5.4 | v | v | v | v | v | v | v | v | [28 empty] | v | v | v | v | v | v | v | v | v | v | v | v | v | v | v | v | v | v
Linux | RHEL 5.5 | v | v | v | v | v | v | v | v | [28 empty] | v | v | v | v | v | v | v | v | v | v | v | v | v | v | v | v | v | v
Linux | RHEL 5.6 | v | v | v | v | v | v | v | v | [28 empty] | v | v | v | v | v | v | v | v | v | v | v | v | v | v | v | v | v | v
Linux | RHEL 5.7 | v | v | v | v | v | v | v | v | [28 empty] | v | v | v | v | v | v | v | v | v | v | v | v | v | v | v | v | v | v
Linux | RHEL 6.1 | v | v | v | v | v | v | v | v | [28 empty] | v | v | v | v | v | v | v | v | v | v | v | v | v | v | v | v | v | v
Linux | RHEL 6.3 *3 | v | v | v | v | v | v | v | v | [28 empty] | v | v | v | v | v | v | v | v | v | v | v | v | v | v | v | v | v | v
Linux | RHEL 6.5 *3 | v | v | v | v | v | v | v | v | [28 empty] | v | v | v | v | v | v | v | v | v | v | v | v | v | v | v | v | v | v
Linux | RHEL 6.8 *3 | v | v | v | v | v | v | v | v | [28 empty] | v | v | v | v | v | v | v | v | v | v | v | v | v | v | v | v | v | v
Linux | RHEL 7.6 *3 | v | v | v | v | v | v | v | v | [16 empty] | v | v | v | v | v | v | v | v | v | v |  |  | v | v | v | v | v | v | v | v | v | v | v | v | v | v | v | v | v | v | v | v
Linux | RHEL 8.1 | v | v | v | v | v | v | v | v | [10 empty] | v | v | v | v | v | v | v | v | v | v | v | v | v | v | v | v | v | v | v | v | v | v | v | v | v | v | v | v | v | v | - | - | v | - | - | v | v | v
Linux | RockyLinux 8.6 | v | v | v | v | v | v | v | v | v | v | v | v | v | v | v | v | v | v | v | v | v | v | v | v | v | v | v | v | v | v | v | v | v | v |  |  | v | v | v | v
CentOS | CentOS 5.5 | v | v | v | v | v | v | v | v | [28 empty] | v | v | v | v | v | v | v | v | v | v | v | v | v | v | v | v | v | v
CentOS | CentOS 6.1 | v | v | v | v | v | v | v | v | [28 empty] | v | v | v | v | v | v | v | v | v | v | v | v | v | v | v | v | v | v
CentOS | CentOS 6.3 *3 | v | v | v | v | v | v | v | v | [28 empty] | v | v | v | v | v | v | v | v | v | v | v | v | v | v | v | v | v | v
CentOS | CentOS 6.5 *3 | v | v | v | v | v | v | v | v | [28 empty] | v | v | v | v | v | v | v | v | v | v | v | v | v | v | v | v | v | v
CentOS | CentOS 6.8 *3 | v | v | v | v | v | v | v | v | [28 empty] | v | v | v | v | v | v | v | v | v | v | v | v | v | v | v | v | v | v
CentOS | CentOS 7 *3 | v | v | v | v | v | v | v | v | [28 empty] | v | v | v | v | v | v | v | v | v | v | v | v | v | v | v | v | v | v
CentOS | CentOS 7.7 | [18 empty] | v | v | v | v | v | v | [10 empty] | v | v
Novell SUSE | SUSE Linux Enterprise Server 11 SP1 | v | v | v | v | v | v | v | v | [28 empty] | v | v | v | v | v | v | v | v | v | v | v | v | v | v | v | v | v | v
Novell SUSE | SUSE Linux Enterprise Server 15 SP2 | v | v | v | v | v | v | v | v | [10 empty] | v | v | v | v | v | v | v | v | v | v | v | v | v | v | v | v | v | v | v | v | v | v | v | v | v | v | v | v | v | v | - | - | v | - | - | v | v | v
Oracle | Sun Solaris 10 (Sparc)*6 | v | v | v | v | v | v | v | v | [28 empty] | v | v | v | v | v | v | v | v | v | v | v | v | v | v | v | v | v | v
Oracle | Sun Solaris 10 (x86)*6 | v | v | v | v | v | v | v | v | [28 empty] | v | v | v | v | v | v | v | v | v | v | v | v | v | v | v | v | v | v
Oracle | Sun Solaris 11.4 (x86) | [18 empty] | v | v | v | v | v | v | [10 empty] | v | v
Apple Mac | macOS X 10.7 *2*3 | v | v | v | v | v | v | v | v | [28 empty] | v | v | v | v | v | v | v | v | v | v | v | v | v | v | v | v | v | v
Apple Mac | macOS X 10.9 *2*3 | v | v | v | v | v | v | v | v | [16 empty] | v | v | v | v | v | v | v | v | v | v |  |  | v | v | v | v | v | v | v | v | v | v | v | v | v | v | v | v | v | v | v | v
Apple Mac | macOS 10.15 & Xsan 5.0.1 *3*5 | v | v | v | v | v | v | v | v | [16 empty] | v | v | v | v | v | v | v | v | v | v |  |  | v | v | v | v | v | v | v | v | v | v | v | v | v | v | v | v | v | v | v | v
Apple Mac | macOS 10.15.2 | [34 empty] | v | v
Apple Mac | macOS 11.6 & Xsan 5.11.1 *7 | v | v | v | v | v | v | v | v | [16 empty] | v | v | v | v | v | v | v | v | v | v |  |  | v | v | v | v | [13 empty] | v | v | v
Apple Mac | macOS 12.5 *7 | v | v | v | v | v | v | v | v | [10 empty] | v | v | v | v | v | v | v | v | v | v | v | v | v | v | v | v |  |  | v | v | v | v
VMware | ESXi 4.0
VMware | ESXi 5.0 | v | v | v | v | v | v | v | v | [28 empty] | v | v | v | v | v | v | v | v | v | v | v | v | v | v | v | v | v | v
VMware | ESXi 5.1 *4 | v | v | v | v | v | v | v | v | [28 empty] | v | v | v | v | v | v | v | v | v | v | v | v | v | v | v | v | v | v
VMware | ESXi 5.5 including VASA & VAAI*4 | v | v | v | v | v | v | v | v | [28 empty] | v | v | v | v | v | v | v | v | v | v | v | v | v | v | v | v | v | v
VMware | ESXi 6.0 including VAAI*4 | v | v | v | v | v | v | v | v | [28 empty] | v | v | v | v | v | v | v | v | v | v | v | v | v | v | v | v | v | v
VMware | ESXi 6.5 including VAAI*3*5 | v | v | v | v | v | v | v | v | [10 empty] | v | v | v | v | v | v | v | v | v | v | v | v | v | v | v | v | v | v | v | v | v | v | v | v | v | v | v | v | v | v | v | v | v | v | v | v | v | v
VMware | ESXi 6.7 including VAAI*3*5 | v | v | v | v | v | v | v | v | [16 empty] | v | v | v | v | v | v | v | v | v | v |  |  | v | v | v | v | v | v | v | v | v | v | v | v | v | v | v | v | v | v | v | v
VMware | ESXI 7.0 including VAAI*3 | v | v | v | v | v | v | v | v | v | v | v | v | v | v | v | v | v | v | v | v | v | v | v | v | v | v | v | v | v | v | v | v | v | v | v | v | v | v | v | v | [13 empty] | v | v | v
VMware | ESXi 8.0 including VAAI and VASA*8 | v | v | v | v | v | v | v | v | v | v | v | v | v | v | v | v | v | v | v | v | v | v | v | v | v | v | v | v | v | v | v | v | [21 empty] | v | v | v
Citrix | XenServer 5.6
Citrix | XenServer 6.2 *4 | v | v | v | v | v | v | v | v | [28 empty] | v | v | v | v | v | v | v | v | v | v | v | v | v | v | v | v | v | v
Citrix | XenServer 7.3 | v | v | v | v | v | v | v | v | [28 empty] | v | v | v | v | v | v | v | v | v | v | v | v | v | v | v | v | v | v
Citrix | XenServer 8 | v | v | v | v | v | v | v | v | [28 empty] | v | v | v | v | v | v | v | v | v | v | v | v |  |  | v |  |  | v
OpenStack | Cinder Mitaka | v | v | v | v | v | v | v | v | [28 empty] | v | v | v | v | v | v | v | v | v | v | v | v | v | v | v | v | v | v
OpenStack | Cinder Liberty | v | v | v | v | v | v | v | v | [28 empty] | v | v | v | v | v | v | v | v | v | v | v | v | v | v | v | v | v | v

## Thunderbolt
⇦Back to Index
Notes
*1: Use ATTO MPIO and Native MPIO off, and set ATTO HBA of link down timeout value to 255
*2: Use ATTO firmware released in November, 2021.
*3: Zone config - Zone1:ch4_A,ch4_B,thunderbolt_p1;Zone2:ch5_A,ch5_B,thunderbolt_p2
Vendor | Model | Input Connector | Output Connector | GS 1000 Gen2, GSe 1000 Gen2 |  |  |  | GS 2000, GSe 2000 |  |  |  | GS 3000 Gen2, GSe 3000 Gen2 |  |  |  | GS 4000 Gen2, GSe 4000 Gen2 |  |  |  | GS 3000 G3, GSe 3000 G3 |  |  |  |  | GS 4000 G3, GSe 4000 G3 |  |  |  |  | GS 2000U GSe 2000U | GS 3000U |  |  | GS 4000U |  | GS 3000 Gen2 | GS 4000 Gen2 | GS 3000U | GS 4000U | GSc 2000 |  |  |  | GS 3000 Gen1/ GSe 3000 Gen1, GSc 3000 | [5 empty] | GS 4000 Gen1 |  | GS 5000 GSc 5000 |  | GSa 3000 Gen1 | GSa 2000 | GSa 3000 Gen2 | GSa 4000 Gen2 | GSa 5000
|  |  |  | GS 1012 GSe 1012 | GS 1016 GSe 1016 | GS 1024 | GS 1024B | GSc 2012 | GSc 2016 | GSc 2024 | GSc 2024B | GS 3012 | GS 3016 GSe 3016 | GS 3024 GSe 3014 | GS 3025B | GS 4012 | GS 4016 GSe 4016 | GS 4024 GSe 4014 | GS 4025B | GS 3012 GS 3016 GSe 3012 GSe 3016 | GS 3024 GSe 3024 | GS 3040T GSe 3040T | GS 3060T GSe 3060T | GS 3090T GSe 3090T | GS 4012 GS 4016 GSe 4012 GSe 4016 | GS 4024 GSe 4024 | GS 4040 GSe 4040 | GS 4060 GSe 4060 | GS 4090 Gse 4090 | GS 2024U GSe 2024U | GS 3024U GSe 3024U | GS 3024UT GSe 3024UT | GS 3048UT | GS 4024U GSe 4024U | GS 4048U | GS 3060 | GS 4060 | GS 3025U | GS 4025U | GSc 2012 | GSc 2016 | GSc 2024 | GSc 2024B | GS 3012 GSc 3012 GSe 3012 | GS 3016 GSc 3016 GSe 3016 | GS 3024 GSc 3024 | GS 3024B GSc 3024B | GS 3025B GSc 3025B | GS 3060 GSc 3060 | GS 4016 | GS 4024B | GS 5100 GSc 5100 | GS 5200 GSc 5200 | GSa 3025 | GSa 2024 | GSa 3025 | GSa 4025 | GSa 5100 | GSa 5200
ATTO | ThunderLink FC 2162 *1*2 | Thunderbolt 20Gb/s x 2 | FC16Gb x 2 | v | v | v | v | v | v | v | v | v | v | v | v | v | v | v | v | [10 empty] | v | v | v | v | v | v | v | v | v | v | v | v | v | v | v | v | v | v | v | v | v | v | v | v | v | v | v | v | v | v
ATTO | ThunderLink FC 2082 *1*2 | Thunderbolt 20Gb/s x 2 | FC8Gb x 2 | v | v | v | v | v | v | v | v | v | v | v | v | v | v | v | v | [16 empty] | v | v |  |  | v | v | v | v | v | v | v | v | v | v | v | v | v | v | v | v | v | v | v | v
ATTO | ThunderLink® FC 3162 (SFP+) *1*2 | 40Gb/s Thunderbolt™ 3 (2-port) | 16Gb/s FC (2-port) ( includes SFPs ) | v | v | v | v | v | v | v | v | v | v | v | v | v | v | v | v | v | v | v | v | v | v | v | v | v | v | [6 empty] | v | v |  |  | v | v | v | v | v | v | v | v | v | v | v | v | v | v | v | v | v | v | v | v
ATTO | ThunderLink® NT 2102 (10GBASE-T) | 20Gb/s Thunderbolt™ 2 (2-port) | 10GbE (2-Port) Adapter | [48 empty] | v | v |  |  |  |  | v | v
ATTO | ThunderLink™ NS 2102 | Thunderbolt™ 2 | 10GbE SFP+ LC Optical | [48 empty] | v | v |  |  |  |  | v | v
ATTO | ThunderLink® TLNS-3252-D00 | 40Gb/s Thunderbolt™ 3 (2-port) | 25GbE (2-Port) ( includes SFPs ) | v | v | v | v | v | v | v | v | v | v | v | v | v | v | v | v | [16 empty] | v | v |  |  | v | v | v | v | v | v | v | v | v | v | v | v |  |  | v | v | v | v
ATTO | ThunderLink® N3 3102 (SFP+) | 40Gb/s Thunderbolt™ 3 (2-port) | 10GbE (2-Port) ( includes SFPs ) | v | v | v | v | v | v | v | v | v | v | v | v | v | v | v | v | v | v | v | v | v | v | v | v | v | v | v | v | v | v | v | v | v | v |  |  | v | v | v | v | v | v | v | v | v | v | v | v |  |  | v | v | v | v
ATTO | ThunderLink® FC 3162 (SFP+) | 40Gb/s Thunderbolt™ 3 (2-port) | 16Gb/s FC (2-port) ( includes SFPs ) | v | v | v | v | v | v | v | v | v | v | v | v | v | v | v | v | v | v | v | v | v | v | v | v | v | v | v | v | v | v | v | v | v | v |  |  | v | v | v | v | v | v | v | v | v | v | v | v |  |  | v | v | v | v

## UPS
⇦Back to Index
Vendor | Model | Output power capacity | Nominal Output voltage | GS 1000 Gen2/GSe 1000 Gen2 |  |  |  | GS 2000/GSc 2000/GSe 2000 |  |  |  | GS 3000 Gen2/ GSe 3000 Gen2 |  |  |  |  | GS 4000 Gen2/ GSe 4000 Gen2 |  |  |  |  | GS 3000 Gen1/ GSe 3000 Gen1, GSc 3000 | [5 empty] | GS 4000 Gen1 |  | GS 5000 GSc 5000 |  | GSa 3000 Gen1 | GSa 5000 |  | GSa 2000 | GSa 3000 Gen2 | GSa 4000 Gen2
|  |  |  | GS 1012 GSe 1012 | GS 1016 GSe 1016 | GS 1024 | GS 1024B | GS 2012 GSc 2012 GSe 2012 | GS 2016 GSe 2016 | GS 2024 | GS 2024B GSc 2024B | GS 3012 | GS 3016 GSe 3016 | GS 3024 GSe 3014 | GS 3025B | GS 3060 | GS 4012 | GS 4016 GSe 4016 | GS 4024 GSe 4014 | GS 4025B | GS 4060 | GS 3012 GSc 3012 GSe 3012 | GS 3016 GSc 3016 GSe 3016 | GS 3024 GSc 3024 | GS 3024B GSc 3024B | GS 3025B GSc 3025B | GS 3060 GSc 3060 | GS 4016 | GS 4024B | GS 5100 GSc 5100 | GS 5200 GSc 5200 | GSa 3025 | GSa 5100 | GSa 5200 | GSa 2024 | GSa 3025 | GSa 4025
APC | SUA 1500 | 980W/1500VA | 120V | v | v | v | v | v | v | v | v | v | v | v | v | v | v | v | v | v | v | v | v | v | v | v | v | v | v | v | v | v | v | v | v | v | v
APC | SMT 1500 | 1.0kW / 1.44kVA | 120V | v | v | v | v | v | v | v | v | v | v | v | v | v | v | v | v | v | v | v | v | v | v | v | v | v | v | v | v | v | v | v | v | v | v